## 2023-Operations
2023 Form EIA-860 Data - Schedule 3, 'Generator Data' (Operable Units Only)
Utility ID | Utility Name | Plant Code | Plant Name | State | County | Generator ID | Technology | Prime Mover | Unit Code | Ownership | Duct Burners | Can Bypass Heat Recovery Steam Generator? | RTO/ISO LMP Node Designation | Nameplate Capacity (MW) | Nameplate Power Factor | Summer Capacity (MW) | Winter Capacity (MW) | Minimum Load (MW) | Uprate or Derate Completed During Year | Synchronized to Transmission Grid | Operating Month | Operating Year | Planned Retirement Year
63032 | Brunot Island Power, LLC | 3096 | Brunot Island | PA | Allegheny | 1A | Petroleum Liquids | GT |  | S | X | X | 38367979 | 25.5 | 0.85 | 18.1 | 15 | 15 | N | X | 3 | 1972
63032 | Brunot Island Power, LLC | 3096 | Brunot Island | PA | Allegheny | 2A | Natural Gas Fired Combined Cycle | CT | BICC | S | X | N | 38367987 | 65.3 | 0.9 | 47.4 | 54 | 30 | N | X | 6 | 1973
63032 | Brunot Island Power, LLC | 3096 | Brunot Island | PA | Allegheny | 2B | Natural Gas Fired Combined Cycle | CT | BICC | S | X | N | 38367985 | 65.3 | 0.9 | 47 | 56.7 | 30 | N | X | 6 | 1973
63032 | Brunot Island Power, LLC | 3096 | Brunot Island | PA | Allegheny | 3 | Natural Gas Fired Combined Cycle | CT | BICC | S | X | N | 38367989 | 65.3 | 0.9 | 47.5 | 57.7 | 30 | N | X | 6 | 1973
63032 | Brunot Island Power, LLC | 3096 | Brunot Island | PA | Allegheny | ST4 | Natural Gas Fired Combined Cycle | CA | BICC | S | Y | X | 38367991 | 144 | 0.9 | 101.6 | 101 | 32 | N | X | 7 | 1974
63035 | Hamilton Power, LLC | 3109 | Hamilton (PA) | PA | Adams | 1 | Petroleum Liquids | GT |  | S | X | X | 50738 | 19.6 | 0.85 | 20.4 | 24 | 18 | N | X | 6 | 1971
63036 | Hunterstown Power, LLC | 3110 | Hunterstown | PA | Adams | 1 | Natural Gas Fired Combustion Turbine | GT |  | S | X | X | 50739 | 20 | 0.85 | 21 | 20 | 18 | N | X | 5 | 1971
63036 | Hunterstown Power, LLC | 3110 | Hunterstown | PA | Adams | 2 | Natural Gas Fired Combustion Turbine | GT |  | S | X | X | 50740 | 20 | 0.85 | 21.5 | 20 | 17 | N | X | 5 | 1971
63036 | Hunterstown Power, LLC | 3110 | Hunterstown | PA | Adams | 3 | Natural Gas Fired Combustion Turbine | GT |  | S | X | X | 50741 | 20 | 0.85 | 21.5 | 20 | 18 | N | X | 5 | 1971
63037 | Mountain Power, LLC | 3111 | Mountain | PA | Cumberland | 1 | Petroleum Liquids | GT |  | S | X | X | 50743 | 27 | 0.85 | 19.5 | 25 | 18 | N | X | 6 | 1972
63037 | Mountain Power, LLC | 3111 | Mountain | PA | Cumberland | 2 | Petroleum Liquids | GT |  | S | X | X | 50744 | 27 | 0.85 | 20.6 | 25 | 18 | N | X | 6 | 1972
63038 | Orrtanna Power, LLC | 3112 | Orrtanna | PA | Adams | 1 | Petroleum Liquids | GT |  | S | X | X | 50745 | 27 | 0.85 | 20.2 | 26 | 18 | N | X | 5 | 1971
63039 | Portland Power, LLC | 3113 | Portland (PA) | PA | Northampton | 3 | Petroleum Liquids | GT |  | S | X | X | 50750 | 18 | 0.85 | 16 | 15 | 13 | N | X | 12 | 1967
63039 | Portland Power, LLC | 3113 | Portland (PA) | PA | Northampton | 4 | Petroleum Liquids | GT |  | S | X | X | 50751 | 20 | 0.85 | 21 | 20 | 17 | N | X | 5 | 1971
63039 | Portland Power, LLC | 3113 | Portland (PA) | PA | Northampton | 5 | Petroleum Liquids | GT |  | S | X | X | 50749 | 156 | 0.85 | 140.5 | 155 | 90 | N | X | 4 | 1997
63040 | Shawnee Power, LLC | 3114 | Shawnee (PA) | PA | Monroe | 1 | Petroleum Liquids | GT |  | S | X | X | 50753 | 20 | 0.85 | 20.6 | 24 | 17 | N | X | 6 | 1972
63041 | Titus Power, LLC | 3115 | Titus | PA | Berks | 4 | Petroleum Liquids | GT |  | S | X | X | 50754 | 18 | 0.85 | 15 | 17 | 13 | N | X | 12 | 1967
63041 | Titus Power, LLC | 3115 | Titus | PA | Berks | 5 | Petroleum Liquids | GT |  | S | X | X | 50755 | 18 | 0.85 | 16.1 | 18 | 13 | N | X | 8 | 1970
63042 | Tolna Power, LLC | 3116 | Tolna | PA | York | 1 | Petroleum Liquids | GT |  | S | X | X | 50760 | 27 | 0.85 | 21 | 25 | 18 | N | X | 6 | 1972
63042 | Tolna Power, LLC | 3116 | Tolna | PA | York | 2 | Petroleum Liquids | GT |  | S | X | X | 50761 | 27 | 0.85 | 20.2 | 25 | 18 | N | X | 6 | 1972
57280 | Eagle Creek Renewable Energy, LLC | 3117 | York Haven | PA | York | 1 | Conventional Hydroelectric | HY |  | W | X | X |  | 19.6 | 0.95 | 19 | 19 | 1 | N | X | 12 | 1905
63047 | KeyCon Operating LLC | 3118 | Conemaugh | PA | Indiana | 1 | Conventional Steam Coal | ST |  | J | X | X | 50769 | 975.5 | 0.9 | 850 | 850 | 325 | N | X | 5 | 1970
63047 | KeyCon Operating LLC | 3118 | Conemaugh | PA | Indiana | 2 | Conventional Steam Coal | ST |  | J | X | X | 50770 | 975.5 | 0.9 | 850 | 850 | 325 | N | X | 5 | 1971
63047 | KeyCon Operating LLC | 3118 | Conemaugh | PA | Indiana | A | Petroleum Liquids | IC |  | J | X | X | 50771 | 3 | 0.8 | 2.8 | 2.8 | 2.8 | N | Y | 2 | 1970
63047 | KeyCon Operating LLC | 3118 | Conemaugh | PA | Indiana | B | Petroleum Liquids | IC |  | J | X | X | 50771 | 3 | 0.8 | 2.8 | 2.8 | 2.8 | N | Y | 2 | 1970
63047 | KeyCon Operating LLC | 3118 | Conemaugh | PA | Indiana | C | Petroleum Liquids | IC |  | J | X | X | 50771 | 3 | 0.8 | 2.8 | 2.8 | 2.8 | N | Y | 2 | 1970
63047 | KeyCon Operating LLC | 3118 | Conemaugh | PA | Indiana | D | Petroleum Liquids | IC |  | J | X | X | 50771 | 3 | 0.8 | 2.8 | 2.8 | 2.8 | N | Y | 2 | 1970
63043 | Blossburg Power, LLC | 3120 | Blossburg | PA | Tioga | 1 | Natural Gas Fired Combustion Turbine | GT |  | S | X | X | 50765 | 24 | 0.85 | 20.9 | 19 | 16 | N | X | 5 | 1971
58615 | NRG Homer City Services LLC | 3122 | Homer City Generating Station | PA | Indiana | 1 | Conventional Steam Coal | ST |  | J | X | X | 51230 | 660 | 0.9 | 626.1 | 631.2 | 285 | N | X | 6 | 1969 | 2024
54679 | BP Piney & Deep Creek LLC | 3124 | Piney | PA | Clarion | 1 | Conventional Hydroelectric | HY |  | S | X | X |  | 10 | 0.8 | 11.8 | 11.8 | 4 | N | X | 6 | 1924
54679 | BP Piney & Deep Creek LLC | 3124 | Piney | PA | Clarion | 2 | Conventional Hydroelectric | HY |  | S | X | X |  | 10 | 0.8 | 11.8 | 11.8 | 4 | N | X | 7 | 1924
54679 | BP Piney & Deep Creek LLC | 3124 | Piney | PA | Clarion | 3 | Conventional Hydroelectric | HY |  | S | X | X |  | 10 | 0.8 | 9.6 | 9.6 | 3 | N | X | 2 | 1928
61781 | Seward Generating LLC | 3130 | Seward (PA) | PA | Indiana | FB1 | Conventional Steam Coal | ST |  | W | X | X | 21601799 | 585 | 0.9 | 521 | 521 | 200 | N | X | 11 | 2004
63044 | Shawville Power, LLC | 3131 | Shawville | PA | Clearfield | 1 | Natural Gas Steam Turbine | ST |  | S | X | X | 50796 | 125 | 0.8 | 122.3 | 122 | 30 | N | X | 8 | 1954
63044 | Shawville Power, LLC | 3131 | Shawville | PA | Clearfield | 2 | Natural Gas Steam Turbine | ST |  | S | X | X | 50797 | 125 | 0.8 | 124.7 | 124.7 | 31 | N | X | 3 | 1954
63044 | Shawville Power, LLC | 3131 | Shawville | PA | Clearfield | 3 | Natural Gas Steam Turbine | ST |  | S | X | X | 50798 | 188 | 0.85 | 174 | 172 | 59 | N | X | 12 | 1959
63044 | Shawville Power, LLC | 3131 | Shawville | PA | Clearfield | 4 | Natural Gas Steam Turbine | ST |  | S | X | X | 50799 | 188 | 0.85 | 175 | 171 | 59 | N | X | 4 | 1960
63044 | Shawville Power, LLC | 3131 | Shawville | PA | Clearfield | 5 | Petroleum Liquids | IC |  | S | X | X | 50795 | 2 | 0.8 | 2 | 2 | 2 | N | Y | 4 | 1960
63044 | Shawville Power, LLC | 3131 | Shawville | PA | Clearfield | 6 | Petroleum Liquids | IC |  | S | X | X |  | 2 | 0.8 | 2 | 2 | 2 | N | Y | 4 | 1966
63044 | Shawville Power, LLC | 3131 | Shawville | PA | Clearfield | 7 | Petroleum Liquids | IC |  | S | X | X |  | 2 | 0.8 | 2 | 2 | 2 | N | Y | 4 | 1960
63045 | Warren Generation, LLC | 3132 | Warren | PA | Warren | 3 | Natural Gas Fired Combustion Turbine | GT |  | S | X | X | 50803 | 53.1 | 0.85 | 62 | 50.1 | 5 | N | X | 9 | 1972
63047 | KeyCon Operating LLC | 3136 | Keystone | PA | Armstrong | 1 | Conventional Steam Coal | ST |  | J | X | X | 50781 | 936 | 0.9 | 850 | 850 | 350 | N | X | 8 | 1967
63047 | KeyCon Operating LLC | 3136 | Keystone | PA | Armstrong | 2 | Conventional Steam Coal | ST |  | J | X | X | 50782 | 936 | 0.9 | 850 | 850 | 350 | N | X | 7 | 1968
63047 | KeyCon Operating LLC | 3136 | Keystone | PA | Armstrong | 3 | Petroleum Liquids | IC |  | J | X | X | 50783 | 2.5 | 0.8 | 2.8 | 2.8 | 2.8 | N | Y | 11 | 1968
63047 | KeyCon Operating LLC | 3136 | Keystone | PA | Armstrong | 4 | Petroleum Liquids | IC |  | J | X | X | 50783 | 2.9 | 0.8 | 2.8 | 2.8 | 2.8 | N | Y | 11 | 1968
63047 | KeyCon Operating LLC | 3136 | Keystone | PA | Armstrong | 5 | Petroleum Liquids | IC |  | J | X | X | 50783 | 2.9 | 0.8 | 2.8 | 2.8 | 2.8 | N | Y | 11 | 1968
63047 | KeyCon Operating LLC | 3136 | Keystone | PA | Armstrong | 6 | Petroleum Liquids | IC |  | J | X | X | 50783 | 2.9 | 0.8 | 2.8 | 2.8 | 2.8 | N | Y | 11 | 1968
63031 | New Castle Power, LLC | 3138 | New Castle Plant | PA | Lawrence | 3 | Natural Gas Steam Turbine | ST |  | S | X | X | 98370489 | 98 | 0.85 | 92.3 | 93 | 20 | N | X | 9 | 1952
63031 | New Castle Power, LLC | 3138 | New Castle Plant | PA | Lawrence | 4 | Natural Gas Steam Turbine | ST |  | S | X | X | 98370491 | 114 | 0.85 | 93 | 92 | 25 | N | X | 8 | 1958
63031 | New Castle Power, LLC | 3138 | New Castle Plant | PA | Lawrence | 5 | Natural Gas Steam Turbine | ST |  | S | X | X | 98370487 | 136 | 0.85 | 141 | 135 | 35 | N | X | 6 | 1964
63031 | New Castle Power, LLC | 3138 | New Castle Plant | PA | Lawrence | EMDA | Petroleum Liquids | IC |  | S | X | X | 98370491 | 3.2 | 0.8 | 2.5 | 2.5 | 1 | N | X | 12 | 1968
63031 | New Castle Power, LLC | 3138 | New Castle Plant | PA | Lawrence | EMDB | Petroleum Liquids | IC |  | S | X | X | 98370487 | 3.2 | 0.8 | 2.5 | 2.5 | 1 | N | X | 12 | 1968
15537 | Brunner Island LLC | 3140 | Brunner Island | PA | York | 1 | Natural Gas Steam Turbine | ST |  | S | X | X | 50578 | 363.3 | 0.9 | 306 | 306 | 122 | N | X | 5 | 1961
15537 | Brunner Island LLC | 3140 | Brunner Island | PA | York | 2 | Natural Gas Steam Turbine | ST |  | S | X | X | 50579 | 405 | 0.9 | 363 | 363 | 126 | N | X | 9 | 1965
15537 | Brunner Island LLC | 3140 | Brunner Island | PA | York | 3 | Natural Gas Steam Turbine | ST |  | S | X | X | 50581 | 847.8 | 0.97 | 742 | 742 | 365 | N | X | 6 | 1969
60416 | BIF III Holtwood LLC | 3145 | Holtwood | PA | Lancaster | HW1 | Conventional Hydroelectric | HY |  | S | X | X | 50593 | 10.4 | 1 | 10 | 10 | 3 | N | X | 10 | 1910
60416 | BIF III Holtwood LLC | 3145 | Holtwood | PA | Lancaster | HW10 | Conventional Hydroelectric | HY |  | S | X | X | 50592 | 12 | 1 | 13.2 | 13.2 | 4 | N | X | 3 | 1924
60416 | BIF III Holtwood LLC | 3145 | Holtwood | PA | Lancaster | HW11 | Conventional Hydroelectric | HY |  | S | X | X | 123901489 | 1.4 | 1 | 1.2 | 1.2 | 1 | N | X | 6 | 2011
60416 | BIF III Holtwood LLC | 3145 | Holtwood | PA | Lancaster | HW13 | Conventional Hydroelectric | HY |  | S | X | X | 123901487 | 1.4 | 1 | 1.2 | 1.2 | 1 | N | X | 6 | 2011
60416 | BIF III Holtwood LLC | 3145 | Holtwood | PA | Lancaster | HW18 | Conventional Hydroelectric | HY |  | S | X | X | 123901483 | 66 | 1 | 64.6 | 64.6 | 25 | N | X | 11 | 2013
60416 | BIF III Holtwood LLC | 3145 | Holtwood | PA | Lancaster | HW19 | Conventional Hydroelectric | HY |  | S | X | X | 123901485 | 66 | 1 | 64.6 | 64.6 | 25 | N | X | 11 | 2013
60416 | BIF III Holtwood LLC | 3145 | Holtwood | PA | Lancaster | HW2 | Conventional Hydroelectric | HY |  | S | X | X | 50594 | 10.4 | 1 | 11.7 | 11.7 | 4 | N | X | 2 | 1911
60416 | BIF III Holtwood LLC | 3145 | Holtwood | PA | Lancaster | HW3 | Conventional Hydroelectric | HY |  | S | X | X | 50595 | 13.5 | 1 | 12.7 | 12.7 | 4 | N | X | 2 | 1911
60416 | BIF III Holtwood LLC | 3145 | Holtwood | PA | Lancaster | HW4 | Conventional Hydroelectric | HY |  | S | X | X | 50596 | 10.4 | 1 | 11.2 | 11.2 | 7 | N | X | 5 | 1911
60416 | BIF III Holtwood LLC | 3145 | Holtwood | PA | Lancaster | HW5 | Conventional Hydroelectric | HY |  | S | X | X | 50597 | 10.4 | 1 | 12.1 | 12.1 | 7 | N | X | 7 | 1911
60416 | BIF III Holtwood LLC | 3145 | Holtwood | PA | Lancaster | HW6 | Conventional Hydroelectric | HY |  | S | X | X | 50588 | 10.4 | 1 | 12.5 | 12.5 | 4 | N | X | 12 | 1911
60416 | BIF III Holtwood LLC | 3145 | Holtwood | PA | Lancaster | HW7 | Conventional Hydroelectric | HY |  | S | X | X | 50589 | 10.4 | 1 | 10.3 | 10.3 | 7 | N | X | 10 | 1913
60416 | BIF III Holtwood LLC | 3145 | Holtwood | PA | Lancaster | HW8 | Conventional Hydroelectric | HY |  | S | X | X | 50590 | 11.4 | 1 | 10.5 | 10.5 | 4 | N | X | 12 | 1914
60416 | BIF III Holtwood LLC | 3145 | Holtwood | PA | Lancaster | HW9 | Conventional Hydroelectric | HY |  | S | X | X | 50591 | 13.2 | 1 | 13.2 | 13.2 | 4 | N | X | 2 | 1914
15276 | TalenEnergy Martins Creek LLC | 3148 | TalenEnergy Martins Creek | PA | Northampton | 3 | Natural Gas Steam Turbine | ST |  | W | X | X | 50621 | 850.5 | 0.9 | 850 | 850 | 165 | N | X | 10 | 1975
15276 | TalenEnergy Martins Creek LLC | 3148 | TalenEnergy Martins Creek | PA | Northampton | 4 | Natural Gas Steam Turbine | ST |  | W | X | X | 50622 | 850.5 | 0.9 | 850 | 850 | 165 | N | X | 3 | 1977
15534 | TalenEnergy Montour LLC | 3149 | TalenEnergy Montour | PA | Montour | 1 | Conventional Steam Coal | ST |  | S | X | X | 50628 | 864.9 | 0.93 | 752 | 752 | 338 | N | X | 3 | 1972
15534 | TalenEnergy Montour LLC | 3149 | TalenEnergy Montour | PA | Montour | 2 | Natural Gas Steam Turbine | ST |  | S | X | X | 50629 | 893 | 0.94 | 752 | 752 | 342 | N | X | 4 | 1973
22001 | Sunbury Generation LP | 3152 | Sunbury Generation LP | PA | Snyder | CTG1 | Petroleum Liquids | GT |  | S | X | X | SUNBURY | 23.6 | 0.85 | 18 | 18 | 2 | N | Y | 11 | 1971
22001 | Sunbury Generation LP | 3152 | Sunbury Generation LP | PA | Snyder | CTG2 | Petroleum Liquids | GT |  | S | X | X | SUNBURY | 23.6 | 0.85 | 18 | 18 | 2 | N | Y | 11 | 1971
22001 | Sunbury Generation LP | 3152 | Sunbury Generation LP | PA | Snyder | DI2 | Petroleum Liquids | IC |  | S | X | X | SUNBURY | 5.5 | 0.8 | 5 | 5 | 2.5 | N | Y | 4 | 1967
60417 | Wallenpuapack Hydro | 3153 | Wallenpaupack | PA | Wayne | WP1 | Conventional Hydroelectric | HY |  | S | X | X | 50577 | 20 | 1 | 22 | 22 | 2 | N | X | 6 | 1926
60417 | Wallenpuapack Hydro | 3153 | Wallenpaupack | PA | Wayne | WP2 | Conventional Hydroelectric | HY |  | S | X | X | 50577 | 20 | 1 | 22 | 22 | 2 | N | X | 6 | 1926
6035 | Constellation Power, Inc | 3157 | Chester Generating Station | PA | Chester | 7 | Petroleum Liquids | GT |  | S | X | X | CHESTER 13 KV UNIT 7 | 18.6 | 0.85 | 13 | 19.1 | 5 | N | X | 2 | 1969
6035 | Constellation Power, Inc | 3157 | Chester Generating Station | PA | Chester | 8 | Petroleum Liquids | GT |  | S | X | X | CHESTER 13 KV UNIT 8 | 18.6 | 0.85 | 13 | 18.5 | 5 | N | X | 5 | 1969
6035 | Constellation Power, Inc | 3157 | Chester Generating Station | PA | Chester | 9 | Petroleum Liquids | GT |  | S | X | X | CHESTER 13 KV UNIT 9 | 18.6 | 0.85 | 13 | 18.6 | 5 | N | X | 3 | 1969
6035 | Constellation Power, Inc | 3160 | Delaware Generating Station | PA | Philadelphia | 10 | Petroleum Liquids | GT |  | S | X | X | DELA PE 13 KV UNIT10 | 18.6 | 0.85 | 13 | 19.1 | 5 | N | X | 5 | 1969
6035 | Constellation Power, Inc | 3160 | Delaware Generating Station | PA | Philadelphia | 11 | Petroleum Liquids | GT |  | S | X | X | DELA PE 13 KV UNIT11 | 18.6 | 0.85 | 13 | 19.6 | 5 | N | X | 4 | 1969
6035 | Constellation Power, Inc | 3160 | Delaware Generating Station | PA | Philadelphia | 12 | Petroleum Liquids | GT |  | S | X | X | DELA PE 13 KV UNIT12 | 18.6 | 0.85 | 13 | 18.7 | 5 | N | X | 5 | 1969
6035 | Constellation Power, Inc | 3160 | Delaware Generating Station | PA | Philadelphia | 9 | Petroleum Liquids | GT |  | S | X | X | DELA PE 13 KV UNIT09 | 21.2 | 0.85 | 17 | 20.6 | 5 | N | X | 7 | 1970
6035 | Constellation Power, Inc | 3161 | Eddystone Generating Station | PA | Delaware | 10 | Petroleum Liquids | GT |  | S | X | X | EDDYSTON13 KV UNIT10 | 18.6 | 0.85 | 13 | 18.7 | 5 | N | X | 5 | 1967
6035 | Constellation Power, Inc | 3161 | Eddystone Generating Station | PA | Delaware | 20 | Petroleum Liquids | GT |  | S | X | X | EDDYSTON13 KV UNIT20 | 18.6 | 0.85 | 13 | 18.9 | 5 | N | X | 10 | 1967
6035 | Constellation Power, Inc | 3161 | Eddystone Generating Station | PA | Delaware | 3 | Natural Gas Steam Turbine | ST |  | S | X | X | EDDYSTON20 KV UNIT03 | 391 | 0.85 | 380 | 380 | 50 | N | X | 9 | 1974 | 2025
6035 | Constellation Power, Inc | 3161 | Eddystone Generating Station | PA | Delaware | 30 | Petroleum Liquids | GT |  | S | X | X | EDDYSTON13 KV UNIT30 | 21.2 | 0.85 | 17 | 20.5 | 5 | N | X | 3 | 1970
6035 | Constellation Power, Inc | 3161 | Eddystone Generating Station | PA | Delaware | 4 | Natural Gas Steam Turbine | ST |  | S | X | X | EDDYSTON20 KV UNIT04 | 391 | 0.85 | 380 | 380 | 50 | N | X | 6 | 1976 | 2025
6035 | Constellation Power, Inc | 3161 | Eddystone Generating Station | PA | Delaware | 40 | Petroleum Liquids | GT |  | S | X | X | EDDYSTON13 KV UNIT40 | 21.2 | 0.85 | 17 | 20.1 | 5 | N | X | 6 | 1970
6035 | Constellation Power, Inc | 3162 | Falls | PA | Bucks | 1 | Petroleum Liquids | GT |  | S | X | X | FALLS 13 KV UNIT01 | 21.2 | 0.85 | 17 | 20.4 | 5 | N | X | 5 | 1970
6035 | Constellation Power, Inc | 3162 | Falls | PA | Bucks | 2 | Petroleum Liquids | GT |  | S | X | X | FALLS 13 KV UNIT02 | 21.2 | 0.85 | 17 | 20.8 | 5 | N | X | 5 | 1970
6035 | Constellation Power, Inc | 3162 | Falls | PA | Bucks | 3 | Petroleum Liquids | GT |  | S | X | X | FALLS 13 KV UNIT03 | 21.2 | 0.85 | 17 | 20.9 | 5 | N | X | 6 | 1970
6035 | Constellation Power, Inc | 3163 | Moser Generating Station | PA | Montgomery | 1 | Petroleum Liquids | GT |  | S | X | X | MOSER 13 KV UNIT1 | 21.2 | 0.85 | 17 | 20.5 | 5 | N | X | 6 | 1970
6035 | Constellation Power, Inc | 3163 | Moser Generating Station | PA | Montgomery | 2 | Petroleum Liquids | GT |  | S | X | X | MOSER 13 KV UNIT2 | 21.2 | 0.85 | 17 | 20.4 | 5 | N | X | 5 | 1970
6035 | Constellation Power, Inc | 3163 | Moser Generating Station | PA | Montgomery | 3 | Petroleum Liquids | GT |  | S | X | X | MOSER 13 KV UNIT3 | 21.2 | 0.85 | 17 | 20.4 | 5 | N | X | 6 | 1970
6035 | Constellation Power, Inc | 3164 | Muddy Run | PA | Lancaster | 1 | Hydroelectric Pumped Storage | PS |  | S | X | X | MUDDYRN 13 KV UNIT1 | 134 | 0.9 | 134 | 134 | 50 | N | X | 4 | 1967
6035 | Constellation Power, Inc | 3164 | Muddy Run | PA | Lancaster | 2 | Hydroelectric Pumped Storage | PS |  | S | X | X | MUDDYRN 13 KV UNIT2 | 134 | 0.9 | 131.7 | 133 | 50 | N | X | 4 | 1967
6035 | Constellation Power, Inc | 3164 | Muddy Run | PA | Lancaster | 3 | Hydroelectric Pumped Storage | PS |  | S | X | X | MUDDYRN 13 KV UNIT3 | 134 | 0.9 | 134 | 134 | 50 | N | X | 4 | 1967
6035 | Constellation Power, Inc | 3164 | Muddy Run | PA | Lancaster | 4 | Hydroelectric Pumped Storage | PS |  | S | X | X | MUDDYRN 13 KV UNIT4 | 134 | 0.9 | 134 | 134 | 50 | N | X | 6 | 1967
6035 | Constellation Power, Inc | 3164 | Muddy Run | PA | Lancaster | 5 | Hydroelectric Pumped Storage | PS |  | S | X | X | MUDDYRN 13 KV UNIT5 | 134 | 0.9 | 128.6 | 134 | 50 | N | X | 10 | 1967
6035 | Constellation Power, Inc | 3164 | Muddy Run | PA | Lancaster | 6 | Hydroelectric Pumped Storage | PS |  | S | X | X | MUDDYRN 13 KV UNIT6 | 134 | 0.9 | 127.7 | 133 | 50 | N | X | 10 | 1967
6035 | Constellation Power, Inc | 3164 | Muddy Run | PA | Lancaster | 7 | Hydroelectric Pumped Storage | PS |  | S | X | X | MUDDYRN 13 KV UNIT7 | 134 | 0.9 | 134 | 134 | 50 | N | X | 2 | 1968
6035 | Constellation Power, Inc | 3164 | Muddy Run | PA | Lancaster | 8 | Hydroelectric Pumped Storage | PS |  | S | X | X | MUDDYRN 13 KV UNIT8 | 134 | 0.9 | 134 | 134 | 50 | N | X | 2 | 1968
55951 | Constellation Nuclear | 3166 | Peach Bottom | PA | York | 2 | Nuclear | ST |  | J | X | X | 20141102 | 1499.4 | 0.98 | 1264.7 | 1339.4 | 150 | N | X | 7 | 1974
55951 | Constellation Nuclear | 3166 | Peach Bottom | PA | York | 3 | Nuclear | ST |  | J | X | X | 20141103 | 1377 | 0.9 | 1284.7 | 1345.2 | 150 | N | X | 12 | 1974
6035 | Constellation Power, Inc | 3168 | Richmond Generating Station | PA | Philadelphia | 91 | Petroleum Liquids | GT |  | S | X | X | RICH PE 13 KV UNIT91 | 65.8 | 0.9 | 49 | 66.4 | 20 | N | X | 6 | 1973
6035 | Constellation Power, Inc | 3168 | Richmond Generating Station | PA | Philadelphia | 92 | Petroleum Liquids | GT |  | S | X | X | RICH PE 13 KV UNIT92 | 65.8 | 0.9 | 49 | 66.9 | 20 | N | X | 6 | 1973
6035 | Constellation Power, Inc | 3169 | Schuylkill Generating Station | PA | Philadelphia | 10 | Petroleum Liquids | GT |  | S | X | X | SCHUYLKI13 KV UNIT10 | 18.6 | 0.85 | 13 | 19.3 | 5 | N | X | 5 | 1969
6035 | Constellation Power, Inc | 3169 | Schuylkill Generating Station | PA | Philadelphia | 11 | Petroleum Liquids | GT |  | S | X | X | SCHUYLKI13 KV UNIT11 | 21.2 | 0.85 | 17 | 21 | 5 | N | X | 6 | 1971
6035 | Constellation Power, Inc | 3170 | Southwark | PA | Philadelphia | 3 | Petroleum Liquids | GT |  | S | X | X | SWARK 13 KV UNIT3 | 18.6 | 0.85 | 13 | 18.2 | 5 | N | X | 6 | 1967
6035 | Constellation Power, Inc | 3170 | Southwark | PA | Philadelphia | 4 | Petroleum Liquids | GT |  | S | X | X | SWARK 13 KV UNIT4 | 18.6 | 0.85 | 13 | 18.2 | 5 | N | X | 10 | 1967
6035 | Constellation Power, Inc | 3170 | Southwark | PA | Philadelphia | 5 | Petroleum Liquids | GT |  | S | X | X | SWARK 13 KV UNIT5 | 18.6 | 0.85 | 13 | 18.7 | 5 | N | X | 7 | 1967
6035 | Constellation Power, Inc | 3170 | Southwark | PA | Philadelphia | 6 | Petroleum Liquids | GT |  | S | X | X | SWARK 13 KV UNIT6 | 18.6 | 0.85 | 13 | 18.9 | 5 | N | X | 11 | 1968
59364 | Safe Harbor | 3175 | Safe Harbor | PA | Lancaster | 1 | Conventional Hydroelectric | HY |  | S | X | X | 50639 | 33 | 1 | 33 | 33 | 10 | N | X | 10 | 1940
59364 | Safe Harbor | 3175 | Safe Harbor | PA | Lancaster | 10 | Conventional Hydroelectric | HY |  | S | X | X | 50636 | 37.5 | 1 | 37.5 | 37.5 | 33 | N | X | 6 | 1985
59364 | Safe Harbor | 3175 | Safe Harbor | PA | Lancaster | 11 | Conventional Hydroelectric | HY |  | S | X | X | 50637 | 37.5 | 1 | 37.5 | 37.5 | 33 | N | X | 4 | 1986
59364 | Safe Harbor | 3175 | Safe Harbor | PA | Lancaster | 12 | Conventional Hydroelectric | HY |  | S | X | X | 50638 | 37.5 | 1 | 37.5 | 37.5 | 33 | N | X | 9 | 1985
59364 | Safe Harbor | 3175 | Safe Harbor | PA | Lancaster | 2 | Conventional Hydroelectric | HY |  | S | X | X | 50640 | 33 | 1 | 33 | 33 | 10 | N | X | 11 | 1934
59364 | Safe Harbor | 3175 | Safe Harbor | PA | Lancaster | 3 | Conventional Hydroelectric | HY |  | S | X | X | 50641 | 32 | 1 | 32 | 32 | 10 | N | X | 12 | 1931
59364 | Safe Harbor | 3175 | Safe Harbor | PA | Lancaster | 4 | Conventional Hydroelectric | HY |  | S | X | X | 50642 | 32 | 1 | 32 | 32 | 10 | N | X | 12 | 1931
59364 | Safe Harbor | 3175 | Safe Harbor | PA | Lancaster | 41 | Conventional Hydroelectric | HY |  | S | X | X |  | 2 | 0.8 | 2 | 2 | 0 | N | X | 12 | 1931
59364 | Safe Harbor | 3175 | Safe Harbor | PA | Lancaster | 42 | Conventional Hydroelectric | HY |  | S | X | X |  | 2 | 0.8 | 2 | 2 | 0 | N | X | 12 | 1931
59364 | Safe Harbor | 3175 | Safe Harbor | PA | Lancaster | 5 | Conventional Hydroelectric | HY |  | S | X | X | 50643 | 32 | 1 | 32 | 32 | 10 | N | X | 1 | 1932
59364 | Safe Harbor | 3175 | Safe Harbor | PA | Lancaster | 6 | Conventional Hydroelectric | HY |  | S | X | X | 50644 | 32 | 1 | 32 | 32 | 10 | N | X | 1 | 1932
59364 | Safe Harbor | 3175 | Safe Harbor | PA | Lancaster | 7 | Conventional Hydroelectric | HY |  | S | X | X | 50645 | 32 | 1 | 32 | 32 | 10 | N | X | 10 | 1933
59364 | Safe Harbor | 3175 | Safe Harbor | PA | Lancaster | 8 | Conventional Hydroelectric | HY |  | S | X | X | 50634 | 37.5 | 1 | 37.5 | 37.5 | 33 | N | X | 4 | 1985
59364 | Safe Harbor | 3175 | Safe Harbor | PA | Lancaster | 9 | Conventional Hydroelectric | HY |  | S | X | X | 50635 | 37.5 | 1 | 37.5 | 37.5 | 33 | N | X | 2 | 1986
19391 | UGI Development Co | 3176 | Hunlock Power Station | PA | Luzerne | 3 | Natural Gas Fired Combined Cycle | CA | HUN1 | S | Y | X |  | 49.9 | 0.85 | 29.2 | 30.3 | 4 | N | X | 9 | 1959
19391 | UGI Development Co | 3176 | Hunlock Power Station | PA | Luzerne | 5 | Natural Gas Fired Combined Cycle | CT | HUN1 | S | X | N |  | 48 | 0.85 | 48 | 50.3 | 30 | N | X | 7 | 2011
19391 | UGI Development Co | 3176 | Hunlock Power Station | PA | Luzerne | 6 | Natural Gas Fired Combined Cycle | CT | HUN1 | S | X | N |  | 48 | 0.85 | 48 | 48.3 | 30 | N | X | 7 | 2011
64225 | Energy Harbor Nuclear Generation LLC | 6040 | Beaver Valley | PA | Beaver | 1 | Nuclear | ST |  | S | X | X |  | 923.4 | 0.954 | 907 | 939 | 94 | N | X | 9 | 1976
64225 | Energy Harbor Nuclear Generation LLC | 6040 | Beaver Valley | PA | Beaver | 2 | Nuclear | ST |  | S | X | X |  | 923.4 | 0.954 | 901 | 933 | 93 | N | X | 11 | 1987
14266 | TalenEnergy Susquehanna LLC | 6103 | TalenEnergy Susquehanna | PA | Luzerne | 1 | Nuclear | ST |  | J | X | X | 50654 | 1266 | 0.935 | 1247 | 1247 | 170 | N | X | 6 | 1983
14266 | TalenEnergy Susquehanna LLC | 6103 | TalenEnergy Susquehanna | PA | Luzerne | 2 | Nuclear | ST |  | J | X | X | 50655 | 1266 | 0.935 | 1247 | 1247 | 170 | N | X | 2 | 1985
55951 | Constellation Nuclear | 6105 | Limerick | PA | Montgomery | 1 | Nuclear | ST |  | S | X | X | 20021101 | 1138.5 | 0.9 | 1119.7 | 1177.9 | 55 | N | X | 2 | 1986
55951 | Constellation Nuclear | 6105 | Limerick | PA | Montgomery | 2 | Nuclear | ST |  | S | X | X | 20021102 | 1138.5 | 0.9 | 1122.1 | 1170.3 | 55 | N | X | 1 | 1990
57280 | Eagle Creek Renewable Energy, LLC | 6636 | Lake Lynn Hydro Station | PA | Fayette | 1 | Conventional Hydroelectric | HY |  | W | X | X | LAKELYNN11KV GEN1-4 | 12.8 | 0.9 | 13 | 13 | 3 | N | X | 9 | 1926
57280 | Eagle Creek Renewable Energy, LLC | 6636 | Lake Lynn Hydro Station | PA | Fayette | 2 | Conventional Hydroelectric | HY |  | W | X | X |  | 12.8 | 0.9 | 13 | 13 | 3 | N | X | 7 | 1929
57280 | Eagle Creek Renewable Energy, LLC | 6636 | Lake Lynn Hydro Station | PA | Fayette | 3 | Conventional Hydroelectric | HY |  | W | X | X | LAKELYNN11KV GEN1-4 | 12.8 | 0.9 | 13 | 13 | 3 | N | X | 6 | 1926
57280 | Eagle Creek Renewable Energy, LLC | 6636 | Lake Lynn Hydro Station | PA | Fayette | 4 | Conventional Hydroelectric | HY |  | W | X | X | LAKELYNN11KV GEN1-4 | 12.8 | 0.9 | 13 | 13 | 3 | N | X | 5 | 1926
332 | Allegheny Electric Coop Inc | 7128 | William F Matson Generating Station | PA | Huntingdon | 1 | Conventional Hydroelectric | HY |  | S | X | X |  | 7 | 0.9 | 2.4 | 7 | 2.4 | N | X | 6 | 1988
332 | Allegheny Electric Coop Inc | 7128 | William F Matson Generating Station | PA | Huntingdon | 2 | Conventional Hydroelectric | HY |  | S | X | X |  | 14.7 | 0.9 | 6 | 14.7 | 6 | N | X | 6 | 1988
3329 | Borough of Chambersburg | 7397 | Falling Spring | PA | Franklin | 5 | Natural Gas Internal Combustion Engine | IC |  | S | X | X | Grand Point | 2 | 0.8 | 2.1 | 2.1 | 1 | N | X | 12 | 1967
3329 | Borough of Chambersburg | 7397 | Falling Spring | PA | Franklin | 6 | Natural Gas Internal Combustion Engine | IC |  | S | X | X | Grand Point | 2 | 0.8 | 2.1 | 2.1 | 1 | N | X | 12 | 1967
3329 | Borough of Chambersburg | 7397 | Falling Spring | PA | Franklin | 7 | Natural Gas Internal Combustion Engine | IC |  | S | X | X | Grand Point | 3.2 | 0.8 | 2.9 | 2.9 | 1 | N | X | 6 | 2001
54842 | WM Renewable Energy LLC | 7690 | Pennsbury | PA | Bucks | 1 | Landfill Gas | GT |  | S | X | X | FALLS 4 KV PENSBRY1 | 3 | 0.8 | 2 | 2.8 | 1 | N | X | 9 | 1996
54842 | WM Renewable Energy LLC | 7690 | Pennsbury | PA | Bucks | 2 | Landfill Gas | GT |  | S | X | X | FALLS 4 KV PENSBRY2 | 3 | 0.8 | 2 | 2.8 | 1 | N | X | 9 | 1996
6035 | Constellation Power, Inc | 8012 | Croydon CT Generating Station | PA | Bucks | 11 | Petroleum Liquids | GT |  | S | X | X | CROYDON 13 KV UNIT11 | 68.3 | 0.9 | 49 | 65.7 | 10 | N | X | 6 | 1974
6035 | Constellation Power, Inc | 8012 | Croydon CT Generating Station | PA | Bucks | 12 | Petroleum Liquids | GT |  | S | X | X | CROYDON 13 KV UNIT12 | 68.3 | 0.9 | 49 | 65.4 | 10 | N | X | 6 | 1974
6035 | Constellation Power, Inc | 8012 | Croydon CT Generating Station | PA | Bucks | 21 | Petroleum Liquids | GT |  | S | X | X | CROYDON 13 KV UNIT21 | 68.3 | 0.9 | 49 | 67 | 10 | N | X | 6 | 1974
6035 | Constellation Power, Inc | 8012 | Croydon CT Generating Station | PA | Bucks | 22 | Petroleum Liquids | GT |  | S | X | X | CROYDON 13 KV UNIT22 | 68.3 | 0.9 | 49 | 65.9 | 10 | N | X | 6 | 1974
6035 | Constellation Power, Inc | 8012 | Croydon CT Generating Station | PA | Bucks | 31 | Petroleum Liquids | GT |  | S | X | X | CROYDON 13 KV UNIT31 | 68.3 | 0.9 | 49 | 65.5 | 10 | N | X | 8 | 1974
6035 | Constellation Power, Inc | 8012 | Croydon CT Generating Station | PA | Bucks | 32 | Petroleum Liquids | GT |  | S | X | X | CROYDON 13 KV UNIT32 | 68.3 | 0.9 | 48 | 64.2 | 10 | N | X | 8 | 1974
6035 | Constellation Power, Inc | 8012 | Croydon CT Generating Station | PA | Bucks | 41 | Petroleum Liquids | GT |  | S | X | X | CROYDON 13 KV UNIT41 | 68.3 | 0.9 | 49 | 64.2 | 10 | N | X | 7 | 1974
6035 | Constellation Power, Inc | 8012 | Croydon CT Generating Station | PA | Bucks | 42 | Petroleum Liquids | GT |  | S | X | X | CROYDON 13 KV UNIT42 | 68.3 | 0.9 | 49 | 65.6 | 10 | N | X | 7 | 1974
59524 | Seneca Generation LLC | 8225 | Seneca Generation LLC | PA | Warren | 1 | Hydroelectric Pumped Storage | PS |  | S | X | X | SENECA 13KV GEN1 | 205.9 | 0.9 | 225.4 | 225.4 | 75 | N | X | 6 | 1970
59524 | Seneca Generation LLC | 8225 | Seneca Generation LLC | PA | Warren | 2 | Hydroelectric Pumped Storage | PS |  | S | X | X | SENECA 13KV GEN2 | 205.9 | 0.9 | 208.1 | 208.1 | 75 | N | X | 6 | 1970
59524 | Seneca Generation LLC | 8225 | Seneca Generation LLC | PA | Warren | 3 | Conventional Hydroelectric | HY |  | S | X | X | SENECA 13KV GEN3 | 26.1 | 0.9 | 29.9 | 29.9 | 29.9 | N | X | 6 | 1970
7075 | General Electric Co | 10058 | General Electric Diesel Engine Plant | PA | Mercer | REGN | Petroleum Liquids | IC |  | S | X | X |  | 4.4 | 0.8 | 4.3 | 4.2 | 0 | N | X | 6 | 1984
7199 | Gilberton Power Co | 10113 | John B Rich Memorial Power Station | PA | Schuylkill | GEN1 | Conventional Steam Coal | ST |  | S | X | X | 50600 | 88.4 | 0.85 | 80 | 80 | 50 | N | X | 2 | 1988
8181 | Harrisburg Authority | 10118 | Harrisburg Facility | PA | Dauphin | GEN3 | Municipal Solid Waste | ST |  | W | X | X |  | 24.1 | 1 | 16.7 | 16.7 | 4 | N | X | 4 | 2006
9335 | Indiana University of Penn | 10129 | Indiana University of Pennsylvania | PA | Indiana | GEN1 | Natural Gas Internal Combustion Engine | IC |  | S | X | X |  | 6.1 | 0.9 | 6 | 6 | 0.5 | N | X | 3 | 1988
9335 | Indiana University of Penn | 10129 | Indiana University of Pennsylvania | PA | Indiana | GEN2 | Natural Gas Internal Combustion Engine | IC |  | S | X | X |  | 6.1 | 0.9 | 6 | 6 | 0.5 | N | X | 3 | 1988
9335 | Indiana University of Penn | 10129 | Indiana University of Pennsylvania | PA | Indiana | GEN3 | Natural Gas Internal Combustion Engine | IC |  | S | X | X |  | 6.1 | 0.9 | 6 | 6 | 0.5 | N | X | 3 | 1988
9335 | Indiana University of Penn | 10129 | Indiana University of Pennsylvania | PA | Indiana | GEN4 | Natural Gas Internal Combustion Engine | IC |  | S | X | X |  | 6.1 | 0.9 | 6 | 6 | 0.5 | N | X | 3 | 1988
9379 | Inter-Power/AhlCon Partners, L.P. | 10143 | Colver Green Energy | PA | Cambria | COLV | Conventional Steam Coal | ST |  | S | X | X | Glory | 118 | 0.9 | 110 | 110 | 77 | N | X | 2 | 1995
503 | American Hydro Power Company | 10152 | Warrior Ridge Hydro | PA | Huntingdon | L-1 | Conventional Hydroelectric | HY |  | S | X | X |  | 0.7 | 1 | 0.7 | 0.7 | 0.2 | N | X | 12 | 1985
503 | American Hydro Power Company | 10152 | Warrior Ridge Hydro | PA | Huntingdon | L-2 | Conventional Hydroelectric | HY |  | S | X | X |  | 0.7 | 1 | 0.7 | 0.7 | 0.2 | N | X | 12 | 1985
503 | American Hydro Power Company | 10152 | Warrior Ridge Hydro | PA | Huntingdon | L-4 | Conventional Hydroelectric | HY |  | S | X | X |  | 0.7 | 1 | 0.7 | 0.7 | 0.2 | N | X | 12 | 1985
503 | American Hydro Power Company | 10152 | Warrior Ridge Hydro | PA | Huntingdon | L-5 | Conventional Hydroelectric | HY |  | S | X | X |  | 0.7 | 1 | 0.7 | 0.7 | 0.2 | N | X | 12 | 1985
1528 | Beaver Falls Municipal Auth | 10285 | Townsend Hydro | PA | Beaver | GEN1 | Conventional Hydroelectric | HY |  | S | X | X |  | 2.6 | 0.9 | 2.1 | 2.1 | 0.5 | N | X | 10 | 1987
1528 | Beaver Falls Municipal Auth | 10285 | Townsend Hydro | PA | Beaver | GEN2 | Conventional Hydroelectric | HY |  | S | X | X |  | 2.6 | 0.9 | 2.1 | 2.1 | 0.5 | N | X | 10 | 1987
13657 | Norfork Southern Corp | 10302 | Juniata Locomotive Shop | PA | Blair | GEN3 | Natural Gas Fired Combustion Turbine | GT |  | S | X | X |  | 1.5 | 0.8 | 1.5 | 1.5 | 0.7 | N | X | 4 | 2015
49889 | Mount Carmel Cogen Inc | 10343 | Foster Wheeler Mt Carmel Cogen | PA | Northumberland | TG1 | Conventional Steam Coal | ST |  | S | X | X |  | 47.3 | 1 | 43 | 40 | 25 | N | X | 1 | 1990
64078 | Central Rivers Power US, LLC | 10546 | Beaver Valley Patterson Dam | PA | Beaver | GEN1 | Conventional Hydroelectric | HY |  | S | X | X |  | 0.4 | 1 | 0.4 | 0.4 | 0.1 | N | X | 9 | 1982
64078 | Central Rivers Power US, LLC | 10546 | Beaver Valley Patterson Dam | PA | Beaver | GEN2 | Conventional Hydroelectric | HY |  | S | X | X |  | 0.4 | 1 | 0.4 | 0.4 | 0.1 | N | X | 9 | 1982
64078 | Central Rivers Power US, LLC | 10546 | Beaver Valley Patterson Dam | PA | Beaver | GEN3 | Conventional Hydroelectric | HY |  | S | X | X |  | 0.4 | 1 | 0.4 | 0.4 | 0.1 | N | X | 9 | 1982
5670 | Ebensburg Power Co | 10603 | Ebensburg Power | PA | Cambria | GEN1 | Conventional Steam Coal | ST |  | J | X | X | CSLOPE | 57.6 | 0.9 | 50 | 50 | 20 | N | X | 11 | 1990
570 | Covanta Delaware Valley LP | 10746 | Covanta Delaware Valley | PA | Delaware | GEN1 | Municipal Solid Waste | ST |  | S | X | X |  | 90 | 1 | 80 | 80 | 20 | N | X | 4 | 1991
56214 | Hazleton Generation LLC | 10870 | Hazelton | PA | Luzerne | GEN1 | Natural Gas Fired Combustion Turbine | GT |  | S | X | X | PL | 72.5 | 0.8 | 58.9 | 58.9 | 12 | N | Y | 1 | 1989
56214 | Hazleton Generation LLC | 10870 | Hazelton | PA | Luzerne | GEN2 | Natural Gas Fired Combustion Turbine | GT |  | S | X | X | PL | 33 | 0.8 | 28.3 | 29.8 | 12 | N | Y | 6 | 2002
56214 | Hazleton Generation LLC | 10870 | Hazelton | PA | Luzerne | GEN3 | Natural Gas Fired Combustion Turbine | GT |  | S | X | X | PL | 33 | 0.8 | 29.3 | 31 | 12 | N | Y | 6 | 2002
56214 | Hazleton Generation LLC | 10870 | Hazelton | PA | Luzerne | GEN4 | Natural Gas Fired Combustion Turbine | GT |  | S | X | X | PL | 33 | 0.8 | 29.1 | 31.2 | 12 | N | Y | 6 | 2002
21128 | York County Solid W & R Auth | 50215 | York County Resource Recovery | PA | York | GEN1 | Municipal Solid Waste | ST |  | S | X | X |  | 36.5 | 0.85 | 30 | 30 | 11.7 | N | X | 11 | 1989
22174 | PEI Power Corp | 50279 | Archbald Power Station | PA | Lackawanna | GEN1 | Natural Gas Steam Turbine | ST |  | S | X | X | 1048035 | 23.2 | 1 | 20 | 20 | 10 | N | X | 9 | 1988
22174 | PEI Power Corp | 50279 | Archbald Power Station | PA | Lackawanna | GEN5 | Landfill Gas | GT |  | S | X | X | 87901559 | 4.6 | 1 | 4 | 4.6 | 2 | N | X | 2 | 2010
22174 | PEI Power Corp | 50279 | Archbald Power Station | PA | Lackawanna | GEN6 | Landfill Gas | GT |  | S | X | X | 87901561 | 4.6 | 1 | 4 | 4.6 | 2 | N | X | 2 | 2010
22174 | PEI Power Corp | 50279 | Archbald Power Station | PA | Lackawanna | Gen2 | Natural Gas Fired Combustion Turbine | GT |  | S | X | X | 1048036 | 60.5 | 1 | 43.7 | 50 | 25 | N | X | 5 | 2001
13875 | Energy Center Paxton LLC | 50373 | Paxton Creek Cogeneration | PA | Dauphin | GEN1 | Natural Gas Internal Combustion Engine | IC |  | S | X | X | PJM West | 6.3 | 0.96 | 6 | 6 | 2 | N | Y | 8 | 1986
13875 | Energy Center Paxton LLC | 50373 | Paxton Creek Cogeneration | PA | Dauphin | GEN2 | Natural Gas Internal Combustion Engine | IC |  | S | X | X | PJM West | 6.3 | 0.96 | 6 | 6 | 2 | N | Y | 8 | 1986
61988 | Pixelle Specialty Solutions LLC - (PA) | 50397 | Pixelle Specialty Solutions LLC - Spring Grove Facility | PA | York | GEN1 | Natural Gas Steam Turbine | ST |  | S | X | X | PHGLATFE115 KV NUG | 6 | 0.8 | 5 | 5 | 2 | N | X | 7 | 1948
61988 | Pixelle Specialty Solutions LLC - (PA) | 50397 | Pixelle Specialty Solutions LLC - Spring Grove Facility | PA | York | GEN3 | Natural Gas Steam Turbine | ST |  | S | X | X | PHGLATFE115KV NUG | 5.1 | 0.8 | 4 | 4 | 1.2 | N | X | 5 | 1948
61988 | Pixelle Specialty Solutions LLC - (PA) | 50397 | Pixelle Specialty Solutions LLC - Spring Grove Facility | PA | York | GEN4 | Natural Gas Steam Turbine | ST |  | S | X | X | PHGLATFE115 KV NUG | 7.5 | 0.8 | 8.7 | 8.7 | 3.5 | N | X | 8 | 1962
61988 | Pixelle Specialty Solutions LLC - (PA) | 50397 | Pixelle Specialty Solutions LLC - Spring Grove Facility | PA | York | GEN5 | Conventional Steam Coal | ST |  | S | X | X | PHGLATFE115 KV NUG | 45.9 | 0.8 | 36.1 | 36.1 | 9 | N | X | 5 | 1989
61988 | Pixelle Specialty Solutions LLC - (PA) | 50397 | Pixelle Specialty Solutions LLC - Spring Grove Facility | PA | York | GEN6 | Wood/Wood Waste Biomass | ST |  | S | X | X | PHGLATFE115 KV NUG | 39.1 | 0.8 | 31.2 | 31.2 | 8.2 | N | X | 1 | 1994
10273 | Kimberly-Clark Corp | 50410 | Chester Operations | PA | Delaware | 6 | Natural Gas Fired Combined Cycle | CT | 6000 | S | X | N |  | 17.3 | 0.92 | 14.1 | 16.3 | 6.5 | N | X | 7 | 2020
10273 | Kimberly-Clark Corp | 50410 | Chester Operations | PA | Delaware | 6A | Natural Gas Fired Combined Cycle | CA | 6000 | S | Y | X |  | 17.3 | 0.92 | 14.1 | 16.3 | 6.5 | N | X | 8 | 2020
10273 | Kimberly-Clark Corp | 50410 | Chester Operations | PA | Delaware | 7 | Natural Gas Fired Combined Cycle | CT | 7000 | S | X | Y |  | 17.3 | 0.92 | 14.1 | 16.3 | 6.5 | N | X | 8 | 2020
10273 | Kimberly-Clark Corp | 50410 | Chester Operations | PA | Delaware | 7A | Natural Gas Fired Combined Cycle | CA | 7000 | S | Y | X |  | 17.3 | 0.92 | 14.1 | 16.3 | 6.5 | N | X | 8 | 2020
15394 | Procter & Gamble Ppr Prdts Co | 50463 | Procter & Gamble Mehoopany Mill | PA | Wyoming | GEN1 | Natural Gas Fired Combustion Turbine | GT |  | S | X | X |  | 53.6 | 0.8 | 40 | 59 | 30 | N | X | 6 | 1985
15394 | Procter & Gamble Ppr Prdts Co | 50463 | Procter & Gamble Mehoopany Mill | PA | Wyoming | GEN2 | Natural Gas Steam Turbine | ST |  | S | X | X |  | 2.6 | 1 | 0.9 | 1.6 | 0.2 | N | X | 10 | 1984
15394 | Procter & Gamble Ppr Prdts Co | 50463 | Procter & Gamble Mehoopany Mill | PA | Wyoming | GEN3 | Natural Gas Fired Combustion Turbine | GT |  | S | X | X |  | 64 | 0.85 | 64 | 64 | 20 | N | X | 4 | 2013
58224 | Rausch Creek Generation, LLC | 50611 | Westwood Generation LLC | PA | Schuylkill | GEN1 | Conventional Steam Coal | ST |  | S | X | X |  | 36 | 0.9 | 30 | 30 | 24 | N | X | 6 | 1987
19517 | United States Steel- Clairton | 50729 | Clairton Works | PA | Allegheny | GEN1 | Other Gases | ST |  | S | X | X |  | 21 | 0.85 | 16 | 18 | 2 | N | X | 1 | 1955
19517 | United States Steel- Clairton | 50729 | Clairton Works | PA | Allegheny | GEN3 | Other Gases | ST |  | S | X | X |  | 10 | 0.8 | 8 | 8 | 1 | N | X | 1 | 1955
19519 | United States Steel-Mon Valley | 50732 | Mon Valley Works | PA | Allegheny | GEN1 | Other Gases | ST |  | S | X | X |  | 25 | 0.8 | 30 | 33 | 6 | N | X | 6 | 1943
19519 | United States Steel-Mon Valley | 50732 | Mon Valley Works | PA | Allegheny | GEN2 | Other Gases | ST |  | S | X | X |  | 25 | 0.8 | 30 | 33 | 6 | N | X | 6 | 1943
19519 | United States Steel-Mon Valley | 50732 | Mon Valley Works | PA | Allegheny | GEN3 | Other Gases | ST |  | S | X | X |  | 2.5 | 0.85 | 1.9 | 1.9 | 0.3 | N | X | 2 | 2002
14432 | Panther Creek Power Operating, LLC | 50776 | Panther Creek Energy Facility | PA | Carbon | GEN1 | Conventional Steam Coal | ST |  | S | X | X | Panther 50746 | 94 | 0.85 | 80 | 80 | 35 | N | X | 7 | 1992
4447 | Covanta Lancaster Inc | 50859 | Lancaster County Resource Recovery | PA | Lancaster | GEN1 | Municipal Solid Waste | ST |  | W | X | X | 50608 | 35.7 | 0.9 | 32.4 | 32.4 | 1 | N | X | 12 | 1990
23013 | EIF Northampton GP, LLC | 50888 | Northampton Generating Company LP | PA | Northampton | GEN1 | Conventional Steam Coal | ST |  | S | X | X | 50630 | 134.1 | 0.85 | 112 | 112 | 65 | N | X | 8 | 1995
57280 | Eagle Creek Renewable Energy, LLC | 50893 | Allegheny No. 5 Hydro Station | PA | Armstrong | GEN1 | Conventional Hydroelectric | HY |  | W | X | X |  | 4.6 | 0.9 | 3 | 5 | 2 | N | X | 10 | 1988
57280 | Eagle Creek Renewable Energy, LLC | 50893 | Allegheny No. 5 Hydro Station | PA | Armstrong | GEN2 | Conventional Hydroelectric | HY |  | W | X | X |  | 4.6 | 0.9 | 3 | 5 | 2 | N | X | 10 | 1988
57280 | Eagle Creek Renewable Energy, LLC | 50894 | Allegheny No 6 Hydro Station | PA | Armstrong | GEN1 | Conventional Hydroelectric | HY |  | W | X | X |  | 4.6 | 0.9 | 4 | 6 | 2 | N | X | 11 | 1988
57280 | Eagle Creek Renewable Energy, LLC | 50894 | Allegheny No 6 Hydro Station | PA | Armstrong | GEN2 | Conventional Hydroelectric | HY |  | W | X | X |  | 4.6 | 0.9 | 4 | 6 | 2 | N | X | 11 | 1988
56813 | Allegheny Hydro LP | 50897 | Allegheny Hydro No 8 | PA | Armstrong | GEN1 | Conventional Hydroelectric | HY |  | S | X | X |  | 6.8 | 0.9 | 6.8 | 6.8 | 1 | N | X | 12 | 1990
56813 | Allegheny Hydro LP | 50897 | Allegheny Hydro No 8 | PA | Armstrong | GEN2 | Conventional Hydroelectric | HY |  | S | X | X |  | 6.8 | 0.9 | 6.8 | 6.8 | 1 | N | X | 12 | 1990
56813 | Allegheny Hydro LP | 50898 | Allegheny Hydro No 9 | PA | Armstrong | GEN1 | Conventional Hydroelectric | HY |  | S | X | X |  | 8.9 | 0.9 | 8.9 | 8.9 | 1 | N | X | 12 | 1990
56813 | Allegheny Hydro LP | 50898 | Allegheny Hydro No 9 | PA | Armstrong | GEN2 | Conventional Hydroelectric | HY |  | S | X | X |  | 8.9 | 0.9 | 8.9 | 8.9 | 1 | N | X | 12 | 1990
16814 | Scrubgrass Reclamation CO. LP. | 50974 | Scrubgrass Reclamation CO. LP. | PA | Venango | GEN1 | Conventional Steam Coal | ST |  | S | X | X | 50789 Scrubgrs-13kv-gen | 94.7 | 0.85 | 82.5 | 85.2 | 0 | N | X | 6 | 1993
4713 | D/R Hydro Co | 52036 | Yough Hydro Power | PA | Somerset | GEN1 | Conventional Hydroelectric | HY |  | S | X | X |  | 6.1 | 0.9 | 6.1 | 5 | 1 | N | X | 12 | 1989
4713 | D/R Hydro Co | 52036 | Yough Hydro Power | PA | Somerset | GEN2 | Conventional Hydroelectric | HY |  | S | X | X |  | 6.1 | 0.9 | 6.1 | 5 | 1 | N | X | 12 | 1989
12303 | Merck & Co Inc-West Point | 52149 | West Point (PA) | PA | Montgomery | COG3 | Natural Gas Fired Combustion Turbine | GT |  | S | X | X | MERCK 13 KV MERCK1-2 | 38.4 | 0.85 | 38.5 | 40 | 20 | N | X | 4 | 2001
12303 | Merck & Co Inc-West Point | 52149 | West Point (PA) | PA | Montgomery | GEN14 | Natural Gas Internal Combustion Engine | IC |  | S | X | X | MERCK 13 KV MERCK1-2 | 1.5 | 0.8 | 1.5 | 1.5 | 0.8 | N | N | 8 | 2016
12303 | Merck & Co Inc-West Point | 52149 | West Point (PA) | PA | Montgomery | GEN15 | Natural Gas Internal Combustion Engine | IC |  | S | X | X | MERCK 13 KV MERCK1-2 | 1.3 | 0.8 | 1.1 | 1.3 | 0.8 | N | N | 5 | 2017
12303 | Merck & Co Inc-West Point | 52149 | West Point (PA) | PA | Montgomery | GEN16 | Natural Gas Internal Combustion Engine | IC |  | S | X | X | MERCK 13 KV MERCK | 1.3 | 0.8 | 1.1 | 1.3 | 0.8 | N | N | 5 | 2020
12303 | Merck & Co Inc-West Point | 52149 | West Point (PA) | PA | Montgomery | GEN17 | Natural Gas Internal Combustion Engine | IC |  | S | X | X | MERCK 13 KV MERCK | 2 | 0.8 | 2 | 2 | 0 | N | N | 4 | 2022
12303 | Merck & Co Inc-West Point | 52149 | West Point (PA) | PA | Montgomery | GEN2 | Natural Gas Fired Combustion Turbine | GT |  | S | X | X | MERCK 13 KV MERCK1-2 | 32.3 | 0.9 | 24.5 | 26 | 15 | N | X | 1 | 1989
12303 | Merck & Co Inc-West Point | 52149 | West Point (PA) | PA | Montgomery | GEN3 | Petroleum Liquids | IC |  | S | X | X | MERCK 13 KV MERCK1-2 | 2.5 | 0.85 | 2.4 | 2.5 | 1.8 | N | X | 1 | 1972
12303 | Merck & Co Inc-West Point | 52149 | West Point (PA) | PA | Montgomery | GEN5 | Petroleum Liquids | IC |  | S | X | X | MERCK 13 KV MERCK1-2 | 1.2 | 0.85 | 1.2 | 1.2 | 0.8 | N | X | 6 | 1994
12303 | Merck & Co Inc-West Point | 52149 | West Point (PA) | PA | Montgomery | GEN8 | Natural Gas Internal Combustion Engine | IC |  | S | X | X | MERCK 13 KV MERCK1-2 | 1 | 0.85 | 1 | 1 | 0.8 | N | N | 8 | 1999
12303 | Merck & Co Inc-West Point | 52149 | West Point (PA) | PA | Montgomery | GEN9 | Natural Gas Internal Combustion Engine | IC |  | S | X | X | MERCK 13 KV MERCK1-2 | 1.3 | 0.85 | 0.9 | 0.9 | 0.8 | N | N | 2 | 2004
12303 | Merck & Co Inc-West Point | 52149 | West Point (PA) | PA | Montgomery | GN10 | Natural Gas Internal Combustion Engine | IC |  | S | X | X | MERCK 13 KV MERCK1-2 | 1.3 | 0.85 | 0.9 | 0.9 | 0.8 | N | N | 2 | 2004
12303 | Merck & Co Inc-West Point | 52149 | West Point (PA) | PA | Montgomery | GN11 | Petroleum Liquids | IC |  | S | X | X | MERCK 13 KV MERCK1-2 | 1 | 0.85 | 0.9 | 0.9 | 0.8 | N | N | 11 | 2010
42659 | Pennsylvania Renewable Resources | 52173 | Conemaugh Hydro Plant | PA | Westmoreland | GEN1 | Conventional Hydroelectric | HY |  | J | X | X |  | 7.5 | 0.9 | 2 | 4 | 1.1 | N | X | 2 | 1989
42659 | Pennsylvania Renewable Resources | 52173 | Conemaugh Hydro Plant | PA | Westmoreland | GEN2 | Conventional Hydroelectric | HY |  | J | X | X |  | 7.5 | 0.9 | 2 | 4 | 1.1 | N | X | 2 | 1989
13542 | Newman & Co Inc | 54250 | Newman (PA) | PA | Philadelphia | 001 | Natural Gas Steam Turbine | ST |  | S | X | X |  | 1.8 | 0.8 | 1.8 | 1.8 | 1.6 | N | X | 5 | 1964
2468 | Bucknell University | 54333 | Bucknell University | PA | Union | G001 | Natural Gas Fired Combined Cycle | CT | CC1 | S | X | Y | Citizens | 4.7 | 0.9 | 4.5 | 5.5 | 2.5 | N | X | 6 | 1998
2468 | Bucknell University | 54333 | Bucknell University | PA | Union | G502 | Natural Gas Fired Combined Cycle | CA | CC1 | S | Y | X |  | 1.2 | 0.9 | 0.8 | 1.2 | 0.3 | N | X | 10 | 1991
56646 | Covanta Plymouth Renewable Energy L P | 54625 | Covanta Plymouth Renewable Energy | PA | Montgomery | TGI | Municipal Solid Waste | ST |  | S | X | X | PECO | 32.1 | 0.9 | 28 | 28 | 14 | N | X | 12 | 1991
16793 | Schuylkill Energy Resource Inc | 54634 | St Nicholas Cogen Project | PA | Schuylkill | SNCP | Conventional Steam Coal | ST |  | S | X | X | 50601 | 99.2 | 0.85 | 86 | 86 | 55 | N | X | 9 | 1990
56137 | Domtar LLC | 54638 | Johnsonburg Mill | PA | Elk | PT1 | Wood/Wood Waste Biomass | ST |  | S | X | X | 50785 | 54 | 0.9 | 49 | 49 | 12 | N | X | 2 | 1993
20541 | Wheelabrator Environmental Systems | 54746 | Wheelabrator Falls | PA | Bucks | WFI1 | Municipal Solid Waste | ST |  | S | X | X | 50485 | 53.3 | 0.85 | 43.9 | 43.6 | 0 | N | X | 5 | 1994
7564 | Grays Ferry Cogen Partnership | 54785 | Grays Ferry Cogeneration | PA | Philadelphia | GEN1 | Natural Gas Steam Turbine | ST | CC1 | S | X | X | GRAYFR_113 KV 1 GEN | 57.6 | 0.9 | 56.6 | 56.6 | 6 | N | X | 10 | 1997
7564 | Grays Ferry Cogen Partnership | 54785 | Grays Ferry Cogeneration | PA | Philadelphia | GEN2 | Natural Gas Fired Combustion Turbine | GT | CC1 | S | X | X | GRAYFR_113 KV 1 CT | 135 | 0.9 | 114 | 127 | 52 | N | X | 10 | 1997
54842 | WM Renewable Energy LLC | 55074 | Lakeview Gas Recovery | PA | Erie | GEN1 | Landfill Gas | IC |  | S | X | X | PENELEC 50776 | 3 | 0.98 | 3 | 3 | 0.6 | N | X | 5 | 1997
54842 | WM Renewable Energy LLC | 55074 | Lakeview Gas Recovery | PA | Erie | GEN2 | Landfill Gas | IC |  | S | X | X | PENELEC 50776 | 3 | 0.98 | 3 | 3 | 0.6 | N | X | 6 | 1997
55649 | Ontelaunee Energy Center | 55193 | Ontelaunee Energy Center | PA | Berks | CTG1 | Natural Gas Fired Combined Cycle | CT | CC01 | W | X | N | ONTELAUN 18 KV CT1 | 250 | 0.85 | 181.1 | 200.5 | 95 | N | X | 5 | 2002
55649 | Ontelaunee Energy Center | 55193 | Ontelaunee Energy Center | PA | Berks | CTG2 | Natural Gas Fired Combined Cycle | CT | CC01 | W | X | N | ONTELAUN 18 KV CT2 | 250 | 0.85 | 179.9 | 200.7 | 95 | N | X | 5 | 2002
55649 | Ontelaunee Energy Center | 55193 | Ontelaunee Energy Center | PA | Berks | STG | Natural Gas Fired Combined Cycle | CA | CC01 | W | N | X | ONTELAUN 18 KV STM | 228 | 0.85 | 187 | 223.3 | 95 | N | X | 5 | 2002
61267 | Springdale Energy LLC | 55196 | Springdale 1 & 2 | PA | Allegheny | UNT1 | Natural Gas Fired Combustion Turbine | GT |  | S | X | X |  | 43.8 | 0.9 | 44.8 | 49.1 | 4 | N | X | 12 | 1999
61267 | Springdale Energy LLC | 55196 | Springdale 1 & 2 | PA | Allegheny | UNT2 | Natural Gas Fired Combustion Turbine | GT |  | S | X | X |  | 43.8 | 0.9 | 43.7 | 49.2 | 4 | N | X | 12 | 1999
27031 | Liberty Electric Power LLC | 55231 | Liberty Electric Power Plant | PA | Delaware | GTG1 | Natural Gas Fired Combined Cycle | CT | CC1 | S | X | N | 5133673 | 186 | 0.85 | 169.1 | 169.1 | 95 | N | X | 5 | 2002
27031 | Liberty Electric Power LLC | 55231 | Liberty Electric Power Plant | PA | Delaware | GTG2 | Natural Gas Fired Combined Cycle | CT | CC1 | S | X | N | 5133673 | 186 | 0.85 | 169.1 | 169.1 | 95 | N | X | 5 | 2002
27031 | Liberty Electric Power LLC | 55231 | Liberty Electric Power Plant | PA | Delaware | STG | Natural Gas Fired Combined Cycle | CA | CC1 | S | Y | X | 5133673 | 242 | 0.85 | 223.8 | 223.8 | 100 | N | X | 5 | 2002
8027 | Handsome Lake Energy LLC | 55233 | Handsome Lake Energy LLC | PA | Venango | GT01 | Natural Gas Fired Combustion Turbine | GT |  | S | X | X | HANDSOME13 KV CT1 | 58.9 | 0.85 | 53.5 | 53.5 | 22 | N | X | 8 | 2001
8027 | Handsome Lake Energy LLC | 55233 | Handsome Lake Energy LLC | PA | Venango | GT02 | Natural Gas Fired Combustion Turbine | GT |  | S | X | X | HANDSOME13 KV CT2 | 58.9 | 0.85 | 53.5 | 53.5 | 22 | N | X | 8 | 2001
8027 | Handsome Lake Energy LLC | 55233 | Handsome Lake Energy LLC | PA | Venango | GT03 | Natural Gas Fired Combustion Turbine | GT |  | S | X | X | HANDSOME13 KV CT3 | 58.9 | 0.85 | 53.5 | 53.5 | 22 | N | X | 7 | 2001
8027 | Handsome Lake Energy LLC | 55233 | Handsome Lake Energy LLC | PA | Venango | GT04 | Natural Gas Fired Combustion Turbine | GT |  | S | X | X | HANDSOME13 KV CT4 | 58.9 | 0.85 | 53.5 | 53.5 | 22 | N | X | 7 | 2001
8027 | Handsome Lake Energy LLC | 55233 | Handsome Lake Energy LLC | PA | Venango | GT05 | Natural Gas Fired Combustion Turbine | GT |  | S | X | X | HANDSOME13 KV CT5 | 58.9 | 0.85 | 53.5 | 53.5 | 22 | N | X | 7 | 2001
61786 | Edgewater Generation, LLC | 55298 | Fairless Energy Center | PA | Bucks | CT1A | Natural Gas Fired Combined Cycle | CT | BLK1 | S | X | N | 31020643 FORDMILL | 198.9 | 0.85 | 191 | 207 | 105 | N | X | 5 | 2004
61786 | Edgewater Generation, LLC | 55298 | Fairless Energy Center | PA | Bucks | CT1B | Natural Gas Fired Combined Cycle | CT | BLK1 | S | X | N | 31020645 FORDMILL | 198.9 | 0.85 | 191 | 207 | 105 | N | X | 5 | 2004
61786 | Edgewater Generation, LLC | 55298 | Fairless Energy Center | PA | Bucks | CT2A | Natural Gas Fired Combined Cycle | CT | BLK2 | S | X | N | 31020637 FORDMILL | 198.9 | 0.85 | 191 | 207 | 105 | N | X | 6 | 2004
61786 | Edgewater Generation, LLC | 55298 | Fairless Energy Center | PA | Bucks | CT2B | Natural Gas Fired Combined Cycle | CT | BLK2 | S | X | N | 31020639 FORDMILL | 198.9 | 0.85 | 191 | 207 | 105 | N | X | 6 | 2004
61786 | Edgewater Generation, LLC | 55298 | Fairless Energy Center | PA | Bucks | ST1 | Natural Gas Fired Combined Cycle | CA | BLK1 | S | Y | X | 31020647 FORDMILL | 271.2 | 0.85 | 258 | 263.7 | 55 | N | X | 5 | 2004
61786 | Edgewater Generation, LLC | 55298 | Fairless Energy Center | PA | Bucks | ST2 | Natural Gas Fired Combined Cycle | CA | BLK2 | S | Y | X | 31020641 FORDMILL | 271.2 | 0.85 | 258 | 263.7 | 55 | N | X | 6 | 2004
61121 | Helix Ironwood LLC | 55337 | Ironwood LLC | PA | Lebanon | CT1 | Natural Gas Fired Combined Cycle | CT | CC02 | S | X | N | 659773 | 259.2 | 0.9 | 261.6 | 261.6 | 116.8 | Y | X | 12 | 2001
61121 | Helix Ironwood LLC | 55337 | Ironwood LLC | PA | Lebanon | CT2 | Natural Gas Fired Combined Cycle | CT | CC02 | S | X | N | 659774 | 259.2 | 0.9 | 261.6 | 261.6 | 116.8 | Y | X | 12 | 2001
61121 | Helix Ironwood LLC | 55337 | Ironwood LLC | PA | Lebanon | ST4 | Natural Gas Fired Combined Cycle | CA | CC02 | S | N | X | 659772 | 259.2 | 0.9 | 236.8 | 236.8 | 75 | N | X | 12 | 2001
56412 | Armstrong Power LLC | 55347 | Armstrong | PA | Armstrong | 1 | Natural Gas Fired Combustion Turbine | GT |  | S | X | X | SBEND 18kv-ct1 | 172 | 0.85 | 168.4 | 208.9 | 100 | N | X | 5 | 2002
56412 | Armstrong Power LLC | 55347 | Armstrong | PA | Armstrong | 2 | Natural Gas Fired Combustion Turbine | GT |  | S | X | X | SBEND 18kv-ct2 | 172 | 0.85 | 163.6 | 202.9 | 100 | N | X | 5 | 2002
56412 | Armstrong Power LLC | 55347 | Armstrong | PA | Armstrong | 3 | Natural Gas Fired Combustion Turbine | GT |  | S | X | X | SBEND 18kv-ct3 | 172 | 0.85 | 169 | 209.6 | 100 | N | X | 5 | 2002
56412 | Armstrong Power LLC | 55347 | Armstrong | PA | Armstrong | 4 | Natural Gas Fired Combustion Turbine | GT |  | S | X | X | SBEND 18kv-ct4 | 172 | 0.85 | 169.7 | 208.3 | 100 | N | X | 5 | 2002
6862 | Green Mountain Storage, LLC | 55370 | Green Mountain Storage, LLC | PA | Somerset | BGM | Batteries | BA |  | S | X | X |  | 10.4 |  | 10.4 | 10.4 | 0 | N | X | 5 | 2016
61317 | Gans Energy LLC | 55377 | Gans | PA | FAYETTE | UNT8 | Natural Gas Fired Combustion Turbine | GT |  | S | X | X |  | 43.8 | 0.9 | 45.7 | 48.7 | 4 | N | X | 11 | 2000
61317 | Gans Energy LLC | 55377 | Gans | PA | FAYETTE | UNT9 | Natural Gas Fired Combustion Turbine | GT |  | S | X | X |  | 43.8 | 0.9 | 47 | 49.2 | 4 | N | X | 11 | 2000
59923 | Fayette Power Company, LLC | 55516 | Fayette Energy Facility | PA | Fayette | CTG1 | Natural Gas Fired Combined Cycle | CT | CC1 | S | X | N | AP Ronco1 CC | 198.9 | 0.85 | 177.7 | 201.9 | 100 | N | X | 6 | 2003
59923 | Fayette Power Company, LLC | 55516 | Fayette Energy Facility | PA | Fayette | CTG2 | Natural Gas Fired Combined Cycle | CT | CC1 | S | X | N | AP Ronco 2 CC | 198.9 | 0.85 | 177.7 | 201.9 | 100 | N | X | 6 | 2003
59923 | Fayette Power Company, LLC | 55516 | Fayette Energy Facility | PA | Fayette | STG1 | Natural Gas Fired Combined Cycle | CA | CC1 | S | Y | X |  | 317.1 | 0.85 | 312.2 | 302.1 | 120 | N | X | 6 | 2003
56608 | Calpine Mid-Merit LLC | 55524 | York Energy Center | PA | York | CTG1 | Natural Gas Fired Combined Cycle | CT | CCB1 | S | X | N | DLTAPLNT | 120 | 0.85 | 125 | 125 | 80 | N | X | 3 | 2011
56608 | Calpine Mid-Merit LLC | 55524 | York Energy Center | PA | York | CTG2 | Natural Gas Fired Combined Cycle | CT | CCB1 | S | X | N | DLTAPLNT | 120 | 0.85 | 125 | 125 | 80 | N | X | 3 | 2011
56608 | Calpine Mid-Merit LLC | 55524 | York Energy Center | PA | York | CTG3 | Natural Gas Fired Combined Cycle | CT | CCB1 | S | X | N | DLTAPLNT | 120 | 0.85 | 125 | 125 | 80 | N | X | 3 | 2011
56608 | Calpine Mid-Merit LLC | 55524 | York Energy Center | PA | York | CTG5 | Natural Gas Fired Combined Cycle | CT | CCB2 | S | X | N | DLTAPLNT | 234.9 | 0.85 | 214 | 228 |  | N | X | 3 | 2019
56608 | Calpine Mid-Merit LLC | 55524 | York Energy Center | PA | York | CTG6 | Natural Gas Fired Combined Cycle | CT | CCB2 | S | X | N | DLTAPLNT | 234.9 | 0.85 | 214 | 228 |  | N | X | 3 | 2019
56608 | Calpine Mid-Merit LLC | 55524 | York Energy Center | PA | York | STG1 | Natural Gas Fired Combined Cycle | CA | CCB1 | S | N | X |  | 200 | 0.85 | 194 | 194 | 112 | N | X | 3 | 2011
56608 | Calpine Mid-Merit LLC | 55524 | York Energy Center | PA | York | STG2 | Natural Gas Fired Combined Cycle | CA | CCB2 | S | Y | X | DLTAPLNT | 419.6 | 0.9 | 407 | 408 |  | N | X | 3 | 2019
61320 | Chambersburg Energy, LLC | 55654 | Chambersburg | PA | Franklin | UN12 | Natural Gas Fired Combustion Turbine | GT |  | S | X | X |  | 43.8 | 0.9 | 49.7 | 49.2 | 4 | N | X | 11 | 2001
61320 | Chambersburg Energy, LLC | 55654 | Chambersburg | PA | Franklin | UN13 | Natural Gas Fired Combustion Turbine | GT |  | S | X | X |  | 43.8 | 0.9 | 48.5 | 49.3 | 4 | N | X | 11 | 2001
11275 | Lower Mount Bethel Energy LLC | 55667 | Lower Mount Bethel Energy | PA | Northampton | G1 | Natural Gas Fired Combined Cycle | CT | CC01 | W | X | N | 31020649 | 211.5 | 0.9 | 195.3 | 195.3 | 96 | N | X | 5 | 2004
11275 | Lower Mount Bethel Energy LLC | 55667 | Lower Mount Bethel Energy | PA | Northampton | G2 | Natural Gas Fired Combined Cycle | CT | CC01 | W | X | N | 31020651 | 211.5 | 0.9 | 191.3 | 191.3 | 96 | N | X | 5 | 2004
11275 | Lower Mount Bethel Energy LLC | 55667 | Lower Mount Bethel Energy | PA | Northampton | G3 | Natural Gas Fired Combined Cycle | CA | CC01 | W | Y | X | 31020653 | 228.6 | 0.9 | 215 | 215 | 135 | N | X | 5 | 2004
56607 | Calpine Bethlehem LLC | 55690 | Bethlehem Power Plant | PA | Northampton | CTG1 | Natural Gas Fired Combined Cycle | CT | 1234 | S | X | Y | 5021694 | 127 | 0.85 | 125 | 125 | 80 | N | X | 12 | 2002
56607 | Calpine Bethlehem LLC | 55690 | Bethlehem Power Plant | PA | Northampton | CTG2 | Natural Gas Fired Combined Cycle | CT | 1234 | S | X | Y | 5021695 | 127 | 0.85 | 125 | 125 | 80 | N | X | 12 | 2002
56607 | Calpine Bethlehem LLC | 55690 | Bethlehem Power Plant | PA | Northampton | CTG3 | Natural Gas Fired Combined Cycle | CT | 1234 | S | X | Y | 5021696 | 127 | 0.85 | 125 | 125 | 80 | N | X | 12 | 2002
56607 | Calpine Bethlehem LLC | 55690 | Bethlehem Power Plant | PA | Northampton | CTG5 | Natural Gas Fired Combined Cycle | CT | 5678 | S | X | Y | 5021698 | 127 | 0.85 | 125 | 125 | 80 | N | X | 1 | 2003
56607 | Calpine Bethlehem LLC | 55690 | Bethlehem Power Plant | PA | Northampton | CTG6 | Natural Gas Fired Combined Cycle | CT | 5678 | S | X | Y | 5021699 | 127 | 0.85 | 125 | 125 | 80 | N | X | 2 | 2003
56607 | Calpine Bethlehem LLC | 55690 | Bethlehem Power Plant | PA | Northampton | CTG7 | Natural Gas Fired Combined Cycle | CT | 5678 | S | X | Y | 32947155 | 127 | 0.85 | 125 | 125 | 80 | N | X | 4 | 2003
56607 | Calpine Bethlehem LLC | 55690 | Bethlehem Power Plant | PA | Northampton | STG4 | Natural Gas Fired Combined Cycle | CA | 1234 | S | N | X | 32947157 | 195.5 | 0.85 | 193 | 193 | 40 | N | X | 5 | 2003
56607 | Calpine Bethlehem LLC | 55690 | Bethlehem Power Plant | PA | Northampton | STG8 | Natural Gas Fired Combined Cycle | CA | 5678 | S | N | X | 32947159 | 195.5 | 0.85 | 193 | 193 | 40 | N | X | 12 | 2003
61267 | Springdale Energy LLC | 55710 | Allegheny Energy Units 3 4 & 5 | PA | Allegheny | UNT3 | Natural Gas Fired Combined Cycle | CT | CC1 | S | X | N |  | 184 | 0.9 | 182.1 | 202.4 | 128 | N | X | 7 | 2003
61267 | Springdale Energy LLC | 55710 | Allegheny Energy Units 3 4 & 5 | PA | Allegheny | UNT4 | Natural Gas Fired Combined Cycle | CT | CC1 | S | X | N |  | 184 | 0.9 | 181.6 | 202.8 | 128 | N | X | 7 | 2003
61267 | Springdale Energy LLC | 55710 | Allegheny Energy Units 3 4 & 5 | PA | Allegheny | UNT5 | Natural Gas Fired Combined Cycle | CA | CC1 | S | N | X |  | 188 | 0.9 | 198.8 | 178.5 | 127 | N | X | 7 | 2003
20183 | Waste Management Inc | 55765 | Green Knight Energy Center | PA | Northampton | TG1 | Landfill Gas | GT |  | W | X | X |  | 3.3 | 0.98 | 2.4 | 2.9 | 0.6 | N | X | 2 | 2001
20183 | Waste Management Inc | 55765 | Green Knight Energy Center | PA | Northampton | TG2 | Landfill Gas | GT |  | W | X | X |  | 3.3 | 0.98 | 2.4 | 2.9 | 0.6 | N | X | 2 | 2001
20183 | Waste Management Inc | 55765 | Green Knight Energy Center | PA | Northampton | TG3 | Landfill Gas | GT |  | W | X | X |  | 3.3 | 0.98 | 2.4 | 2.9 | 0.6 | N | X | 2 | 2001
6693 | Marcus Hook Energy LP | 55801 | Marcus Hook Energy LP | PA | Delaware | CT13 | Natural Gas Fired Combined Cycle | CT | CCG1 | W | X | Y |  | 188.2 | 0.85 | 182.7 | 197 | 100 | N | X | 12 | 2004
6693 | Marcus Hook Energy LP | 55801 | Marcus Hook Energy LP | PA | Delaware | CT1A | Natural Gas Fired Combined Cycle | CT | CCG1 | W | X | Y |  | 188.2 | 0.85 | 182.7 | 197 | 100 | N | X | 12 | 2004
6693 | Marcus Hook Energy LP | 55801 | Marcus Hook Energy LP | PA | Delaware | CTIB | Natural Gas Fired Combined Cycle | CT | CCG1 | W | X | Y |  | 188.2 | 0.85 | 182.7 | 197 | 100 | N | X | 12 | 2004
6693 | Marcus Hook Energy LP | 55801 | Marcus Hook Energy LP | PA | Delaware | STG | Natural Gas Fired Combined Cycle | CA | CCG1 | W | Y | X |  | 271.5 | 0.85 | 307 | 307 | 184 | N | X | 12 | 2004
65240 | Sequitur Renewables, LLC | 55803 | Somerset Windpower LLC | PA | Somerset | EW | Onshore Wind Turbine | WT |  | S | X | X |  | 9 |  | 9 | 9 | 0.5 | N | X | 12 | 2001
65240 | Sequitur Renewables, LLC | 55805 | Mill Run Windpower LLC | PA | Somerset | G1 | Onshore Wind Turbine | WT |  | S | X | X |  | 15 |  | 15 | 15 | 0.8 | N | X | 12 | 2001
61913 | Kestrel Acquisition, LLC | 55976 | Hunterstown Power Plant | PA | Adams | 101 | Natural Gas Fired Combined Cycle | CT | CT1 | S | X | N | 10700784 | 179 | 0.85 | 165.6 | 205.9 | 85 | N | X | 7 | 2003
61913 | Kestrel Acquisition, LLC | 55976 | Hunterstown Power Plant | PA | Adams | 201 | Natural Gas Fired Combined Cycle | CT | CT1 | S | X | N | 10700785 | 179 | 0.85 | 164.4 | 205.3 | 85 | N | X | 7 | 2003
61913 | Kestrel Acquisition, LLC | 55976 | Hunterstown Power Plant | PA | Adams | 301 | Natural Gas Fired Combined Cycle | CT | CT1 | S | X | N |  | 179 | 0.85 | 163.2 | 204 | 85 | N | X | 7 | 2003
61913 | Kestrel Acquisition, LLC | 55976 | Hunterstown Power Plant | PA | Adams | 401 | Natural Gas Fired Combined Cycle | CA | CT1 | S | Y | X |  | 361 | 0.85 | 317.3 | 322.9 | 194 | N | X | 7 | 2003
3329 | Borough of Chambersburg | 55997 | Orchard Park | PA | Franklin | 10 | Natural Gas Internal Combustion Engine | IC |  | S | X | X | Grand Point | 6 | 0.8 | 5.8 | 5.8 | 1 | N | X | 12 | 2003
3329 | Borough of Chambersburg | 55997 | Orchard Park | PA | Franklin | 11 | Natural Gas Internal Combustion Engine | IC |  | S | X | X | Grand Point | 6 | 0.8 | 5.8 | 5.8 | 1 | N | X | 12 | 2003
3329 | Borough of Chambersburg | 55997 | Orchard Park | PA | Franklin | 8 | Natural Gas Internal Combustion Engine | IC |  | S | X | X | Grand Point | 6 | 0.8 | 5.8 | 5.8 | 1 | N | X | 12 | 2003
3329 | Borough of Chambersburg | 55997 | Orchard Park | PA | Franklin | 9 | Natural Gas Internal Combustion Engine | IC |  | S | X | X | Grand Point | 6 | 0.8 | 5.8 | 5.8 | 1 | N | X | 12 | 2003
65240 | Sequitur Renewables, LLC | 56001 | Waymart Wind | PA | Wayne | GE15 | Onshore Wind Turbine | WT |  | S | X | X |  | 64.5 |  | 64.5 | 64.5 | 3.2 | N | X | 10 | 2003
65240 | Sequitur Renewables, LLC | 56052 | Meyersdale Windpower, LLC | PA | Somerset | GE15 | Onshore Wind Turbine | WT |  | S | X | X | MEYERSDA35 KV WINDPWR | 30 |  | 30 | 30 | 1.5 | N | X | 12 | 2003
50123 | Leeward Asset Management, LLC | 56299 | Wind Park Bear Creek | PA | Luzerne | 1 | Onshore Wind Turbine | WT |  | S | X | X |  | 24 |  | 24 | 24 | 0 | N | X | 3 | 2006
15399 | Avangrid Renewables LLC | 56369 | Casselman Wind Power Project | PA | Somerset | 1 | Onshore Wind Turbine | WT |  | S | X | X |  | 34.5 |  | 34.5 | 34.5 | 0 | N | X | 12 | 2007
61319 | Hunlock Energy, LLC | 56397 | Hunlock Unit 4 | PA | Luzerne | 4 | Natural Gas Fired Combustion Turbine | GT |  | S | X | X |  | 44 | 0.9 | 44.8 | 50.5 | 4 | N | X | 12 | 2000
50123 | Leeward Asset Management, LLC | 56451 | Allegheny Ridge Wind Farm | PA | Cambria | 1 | Onshore Wind Turbine | WT |  | S | X | X |  | 80 |  | 80 | 80 | 0 | N | X | 6 | 2007
15399 | Avangrid Renewables LLC | 56470 | Locust Ridge | PA | Schuylkill | LRWF | Onshore Wind Turbine | WT |  | S | X | X |  | 26 |  | 26 | 26 | 0 | N | X | 3 | 2007
57249 | EPP Renewable Energy | 56510 | Frey Farm Landfill | PA | Lancaster | GEN1 | Landfill Gas | IC |  | S | X | X |  | 1.6 | 0.8 | 1.6 | 1.6 | 0.8 | N | X | 1 | 2006
57249 | EPP Renewable Energy | 56510 | Frey Farm Landfill | PA | Lancaster | GEN2 | Landfill Gas | IC |  | S | X | X |  | 1.6 | 0.8 | 1.6 | 1.6 | 0.8 | N | X | 1 | 2006
57249 | EPP Renewable Energy | 56512 | GLRA Landfill | PA | Lebanon | GEN1 | Landfill Gas | IC |  | S | X | X |  | 1.6 | 0.8 | 1.6 | 1.6 | 0.8 | N | X | 9 | 2007
57249 | EPP Renewable Energy | 56512 | GLRA Landfill | PA | Lebanon | GEN2 | Landfill Gas | IC |  | S | X | X |  | 1.6 | 0.8 | 1.6 | 1.6 | 0.8 | N | X | 9 | 2007
65411 | Duke Energy Renewables Services | 56651 | North Allegheny Windpower Project | PA | Blair | 1 | Onshore Wind Turbine | WT |  | W | X | X |  | 75 |  | 75 | 75 | 0.1 | N | X | 9 | 2009
55938 | Industrial Power Generating Company LLC | 56687 | Mountain View | PA | Franklin | 1 | Landfill Gas | IC |  | S | X | X | 21601804 | 0.3 | 1 | 0.3 | 0.3 | 0.1 | N | X | 3 | 2003
55938 | Industrial Power Generating Company LLC | 56687 | Mountain View | PA | Franklin | 10 | Landfill Gas | IC |  | S | X | X | 21601804 | 0.3 | 1 | 0.3 | 0.3 | 0.1 | N | X | 3 | 2003
55938 | Industrial Power Generating Company LLC | 56687 | Mountain View | PA | Franklin | 11 | Landfill Gas | IC |  | S | X | X | 21601804 | 0.3 | 1 | 0.3 | 0.3 | 0.1 | N | X | 3 | 2003
55938 | Industrial Power Generating Company LLC | 56687 | Mountain View | PA | Franklin | 12 | Landfill Gas | IC |  | S | X | X | 21601804 | 0.3 | 1 | 0.3 | 0.3 | 0.1 | N | X | 3 | 2003
55938 | Industrial Power Generating Company LLC | 56687 | Mountain View | PA | Franklin | 13 | Landfill Gas | IC |  | S | X | X | 21601804 | 0.3 | 1 | 0.3 | 0.3 | 0.1 | N | X | 3 | 2003
55938 | Industrial Power Generating Company LLC | 56687 | Mountain View | PA | Franklin | 14 | Landfill Gas | IC |  | S | X | X | 21601804 | 0.3 | 1 | 0.3 | 0.3 | 0.1 | N | X | 3 | 2003
55938 | Industrial Power Generating Company LLC | 56687 | Mountain View | PA | Franklin | 15 | Landfill Gas | IC |  | S | X | X | 21601804 | 0.3 | 1 | 0.3 | 0.3 | 0.1 | N | X | 3 | 2003
55938 | Industrial Power Generating Company LLC | 56687 | Mountain View | PA | Franklin | 16 | Landfill Gas | IC |  | S | X | X | 21601804 | 0.3 | 1 | 0.3 | 0.3 | 0.1 | N | X | 3 | 2003
55938 | Industrial Power Generating Company LLC | 56687 | Mountain View | PA | Franklin | 17 | Landfill Gas | IC |  | S | X | X | 21601804 | 0.3 | 1 | 0.3 | 0.3 | 0.1 | N | X | 3 | 2003
55938 | Industrial Power Generating Company LLC | 56687 | Mountain View | PA | Franklin | 18 | Landfill Gas | IC |  | S | X | X | 21601804 | 0.3 | 1 | 0.3 | 0.3 | 0.1 | N | X | 3 | 2003
55938 | Industrial Power Generating Company LLC | 56687 | Mountain View | PA | Franklin | 19 | Landfill Gas | IC |  | S | X | X | 21601804 | 0.3 | 1 | 0.3 | 0.3 | 0.1 | N | X | 3 | 2003
55938 | Industrial Power Generating Company LLC | 56687 | Mountain View | PA | Franklin | 2 | Landfill Gas | IC |  | S | X | X | 21601804 | 0.3 | 1 | 0.3 | 0.3 | 0.1 | N | X | 3 | 2003
55938 | Industrial Power Generating Company LLC | 56687 | Mountain View | PA | Franklin | 20 | Landfill Gas | IC |  | S | X | X | 21601804 | 0.3 | 1 | 0.3 | 0.3 | 0.1 | N | X | 3 | 2003
55938 | Industrial Power Generating Company LLC | 56687 | Mountain View | PA | Franklin | 21 | Landfill Gas | IC |  | S | X | X | 21601804 | 0.3 | 1 | 0.3 | 0.3 | 0.1 | N | X | 3 | 2003
55938 | Industrial Power Generating Company LLC | 56687 | Mountain View | PA | Franklin | 22 | Landfill Gas | IC |  | S | X | X | 21601804 | 0.3 | 1 | 0.3 | 0.3 | 0.1 | N | X | 3 | 2003
55938 | Industrial Power Generating Company LLC | 56687 | Mountain View | PA | Franklin | 23 | Landfill Gas | IC |  | S | X | X | 21601804 | 0.3 | 1 | 0.3 | 0.3 | 0.1 | N | X | 3 | 2003
55938 | Industrial Power Generating Company LLC | 56687 | Mountain View | PA | Franklin | 24 | Landfill Gas | IC |  | S | X | X | 21601804 | 0.3 | 1 | 0.3 | 0.3 | 0.1 | N | X | 3 | 2003
55938 | Industrial Power Generating Company LLC | 56687 | Mountain View | PA | Franklin | 25 | Landfill Gas | IC |  | S | X | X | 21601804 | 0.3 | 1 | 0.3 | 0.3 | 0.1 | N | X | 3 | 2003
55938 | Industrial Power Generating Company LLC | 56687 | Mountain View | PA | Franklin | 26 | Landfill Gas | IC |  | S | X | X | 21601804 | 0.3 | 1 | 0.3 | 0.3 | 0.1 | N | X | 3 | 2003
55938 | Industrial Power Generating Company LLC | 56687 | Mountain View | PA | Franklin | 27 | Landfill Gas | IC |  | S | X | X | 21601804 | 0.3 | 1 | 0.3 | 0.3 | 0.1 | N | X | 3 | 2003
55938 | Industrial Power Generating Company LLC | 56687 | Mountain View | PA | Franklin | 28 | Landfill Gas | IC |  | S | X | X | 21601804 | 0.3 | 1 | 0.3 | 0.3 | 0.1 | N | X | 3 | 2003
55938 | Industrial Power Generating Company LLC | 56687 | Mountain View | PA | Franklin | 29 | Landfill Gas | IC |  | S | X | X | 21601804 | 0.3 | 1 | 0.3 | 0.3 | 0.1 | N | X | 3 | 2003
55938 | Industrial Power Generating Company LLC | 56687 | Mountain View | PA | Franklin | 3 | Landfill Gas | IC |  | S | X | X | 21601804 | 0.3 | 1 | 0.3 | 0.3 | 0.1 | N | X | 3 | 2003
55938 | Industrial Power Generating Company LLC | 56687 | Mountain View | PA | Franklin | 30 | Landfill Gas | IC |  | S | X | X | 21601804 | 0.3 | 1 | 0.3 | 0.3 | 0.1 | N | X | 3 | 2003
55938 | Industrial Power Generating Company LLC | 56687 | Mountain View | PA | Franklin | 31 | Landfill Gas | IC |  | S | X | X | 21601804 | 0.3 | 1 | 0.3 | 0.3 | 0.1 | N | X | 3 | 2003
55938 | Industrial Power Generating Company LLC | 56687 | Mountain View | PA | Franklin | 32 | Landfill Gas | IC |  | S | X | X | 21601804 | 0.3 | 1 | 0.3 | 0.3 | 0.1 | N | X | 3 | 2003
55938 | Industrial Power Generating Company LLC | 56687 | Mountain View | PA | Franklin | 33 | Landfill Gas | IC |  | S | X | X | 21601804 | 0.3 | 1 | 0.3 | 0.3 | 0.1 | N | X | 3 | 2003
55938 | Industrial Power Generating Company LLC | 56687 | Mountain View | PA | Franklin | 34 | Landfill Gas | IC |  | S | X | X | 21601804 | 0.3 | 1 | 0.3 | 0.3 | 0.1 | N | X | 3 | 2003
55938 | Industrial Power Generating Company LLC | 56687 | Mountain View | PA | Franklin | 35 | Landfill Gas | IC |  | S | X | X | 21601804 | 0.3 | 1 | 0.3 | 0.3 | 0.1 | N | X | 3 | 2003
55938 | Industrial Power Generating Company LLC | 56687 | Mountain View | PA | Franklin | 36 | Landfill Gas | IC |  | S | X | X | 21601804 | 0.3 | 1 | 0.3 | 0.3 | 0.1 | N | X | 3 | 2003
55938 | Industrial Power Generating Company LLC | 56687 | Mountain View | PA | Franklin | 37 | Landfill Gas | IC |  | S | X | X | 21601804 | 0.3 | 1 | 0.3 | 0.3 | 0.1 | N | X | 3 | 2003
55938 | Industrial Power Generating Company LLC | 56687 | Mountain View | PA | Franklin | 38 | Landfill Gas | IC |  | S | X | X | 21601804 | 0.3 | 1 | 0.3 | 0.3 | 0.1 | N | X | 3 | 2003
55938 | Industrial Power Generating Company LLC | 56687 | Mountain View | PA | Franklin | 39 | Landfill Gas | IC |  | S | X | X | 21601804 | 0.3 | 1 | 0.3 | 0.3 | 0.1 | N | X | 3 | 2003
55938 | Industrial Power Generating Company LLC | 56687 | Mountain View | PA | Franklin | 4 | Landfill Gas | IC |  | S | X | X | 21601804 | 0.3 | 1 | 0.3 | 0.3 | 0.1 | N | X | 3 | 2003
55938 | Industrial Power Generating Company LLC | 56687 | Mountain View | PA | Franklin | 40 | Landfill Gas | IC |  | S | X | X | 21601804 | 0.3 | 1 | 0.3 | 0.3 | 0.1 | N | X | 3 | 2003
55938 | Industrial Power Generating Company LLC | 56687 | Mountain View | PA | Franklin | 41 | Landfill Gas | IC |  | S | X | X | 21601804 | 0.3 | 1 | 0.3 | 0.3 | 0.1 | N | X | 3 | 2003
55938 | Industrial Power Generating Company LLC | 56687 | Mountain View | PA | Franklin | 42 | Landfill Gas | IC |  | S | X | X | 21601804 | 0.3 | 1 | 0.3 | 0.3 | 0.1 | N | X | 3 | 2003
55938 | Industrial Power Generating Company LLC | 56687 | Mountain View | PA | Franklin | 43 | Landfill Gas | IC |  | S | X | X | 21601804 | 0.3 | 1 | 0.3 | 0.3 | 0.1 | N | X | 3 | 2003
55938 | Industrial Power Generating Company LLC | 56687 | Mountain View | PA | Franklin | 44 | Landfill Gas | IC |  | S | X | X | 21601804 | 0.3 | 1 | 0.3 | 0.3 | 0.1 | N | X | 3 | 2003
55938 | Industrial Power Generating Company LLC | 56687 | Mountain View | PA | Franklin | 45 | Landfill Gas | IC |  | S | X | X | 21601804 | 0.3 | 1 | 0.3 | 0.3 | 0.1 | N | X | 3 | 2003
55938 | Industrial Power Generating Company LLC | 56687 | Mountain View | PA | Franklin | 46 | Landfill Gas | IC |  | S | X | X | 21601804 | 0.3 | 1 | 0.3 | 0.3 | 0.1 | N | X | 3 | 2003
55938 | Industrial Power Generating Company LLC | 56687 | Mountain View | PA | Franklin | 47 | Landfill Gas | IC |  | S | X | X | 21601804 | 0.3 | 1 | 0.3 | 0.3 | 0.1 | N | X | 3 | 2003
55938 | Industrial Power Generating Company LLC | 56687 | Mountain View | PA | Franklin | 48 | Landfill Gas | IC |  | S | X | X | 21601804 | 0.3 | 1 | 0.3 | 0.3 | 0.1 | N | X | 3 | 2003
55938 | Industrial Power Generating Company LLC | 56687 | Mountain View | PA | Franklin | 5 | Landfill Gas | IC |  | S | X | X | 21601804 | 0.3 | 1 | 0.3 | 0.3 | 0.1 | N | X | 3 | 2003
55938 | Industrial Power Generating Company LLC | 56687 | Mountain View | PA | Franklin | 6 | Landfill Gas | IC |  | S | X | X | 21601804 | 0.3 | 1 | 0.3 | 0.3 | 0.1 | N | X | 3 | 2003
55938 | Industrial Power Generating Company LLC | 56687 | Mountain View | PA | Franklin | 7 | Landfill Gas | IC |  | S | X | X | 21601804 | 0.3 | 1 | 0.3 | 0.3 | 0.1 | N | X | 3 | 2003
55938 | Industrial Power Generating Company LLC | 56687 | Mountain View | PA | Franklin | 8 | Landfill Gas | IC |  | S | X | X | 21601804 | 0.3 | 1 | 0.3 | 0.3 | 0.1 | N | X | 3 | 2003
55938 | Industrial Power Generating Company LLC | 56687 | Mountain View | PA | Franklin | 9 | Landfill Gas | IC |  | S | X | X | 21601804 | 0.3 | 1 | 0.3 | 0.3 | 0.1 | N | X | 3 | 2003
55938 | Industrial Power Generating Company LLC | 56690 | Pine Grove | PA | Schuylkill | 1 | Petroleum Liquids | IC |  | S | X | X | 51520089 | 0.3 | 1 | 0.3 | 0.3 | 0.1 | N | X | 2 | 2008
55938 | Industrial Power Generating Company LLC | 56690 | Pine Grove | PA | Schuylkill | 10 | Petroleum Liquids | IC |  | S | X | X | 51520089 | 0.3 | 1 | 0.3 | 0.3 | 0.1 | N | X | 2 | 2008
55938 | Industrial Power Generating Company LLC | 56690 | Pine Grove | PA | Schuylkill | 11 | Petroleum Liquids | IC |  | S | X | X | 51520089 | 0.3 | 1 | 0.3 | 0.3 | 0.1 | N | X | 2 | 2008
55938 | Industrial Power Generating Company LLC | 56690 | Pine Grove | PA | Schuylkill | 12 | Petroleum Liquids | IC |  | S | X | X | 51520089 | 0.3 | 1 | 0.3 | 0.3 | 0.1 | N | X | 2 | 2008
55938 | Industrial Power Generating Company LLC | 56690 | Pine Grove | PA | Schuylkill | 13 | Petroleum Liquids | IC |  | S | X | X | 51520089 | 0.3 | 1 | 0.3 | 0.3 | 0.1 | N | X | 2 | 2008
55938 | Industrial Power Generating Company LLC | 56690 | Pine Grove | PA | Schuylkill | 14 | Petroleum Liquids | IC |  | S | X | X | 51520089 | 0.3 | 1 | 0.3 | 0.3 | 0.1 | N | X | 2 | 2008
55938 | Industrial Power Generating Company LLC | 56690 | Pine Grove | PA | Schuylkill | 15 | Petroleum Liquids | IC |  | S | X | X | 51520089 | 0.3 | 1 | 0.3 | 0.3 | 0.1 | N | X | 2 | 2008
55938 | Industrial Power Generating Company LLC | 56690 | Pine Grove | PA | Schuylkill | 16 | Petroleum Liquids | IC |  | S | X | X | 51520089 | 0.3 | 1 | 0.3 | 0.3 | 0.1 | N | X | 2 | 2008
55938 | Industrial Power Generating Company LLC | 56690 | Pine Grove | PA | Schuylkill | 17 | Petroleum Liquids | IC |  | S | X | X | 51520089 | 0.3 | 1 | 0.3 | 0.3 | 0.1 | N | X | 2 | 2008
55938 | Industrial Power Generating Company LLC | 56690 | Pine Grove | PA | Schuylkill | 18 | Petroleum Liquids | IC |  | S | X | X | 51520089 | 0.3 | 1 | 0.3 | 0.3 | 0.1 | N | X | 2 | 2008
55938 | Industrial Power Generating Company LLC | 56690 | Pine Grove | PA | Schuylkill | 2 | Petroleum Liquids | IC |  | S | X | X | 51520089 | 0.3 | 1 | 0.3 | 0.3 | 0.1 | N | X | 2 | 2008
55938 | Industrial Power Generating Company LLC | 56690 | Pine Grove | PA | Schuylkill | 3 | Petroleum Liquids | IC |  | S | X | X | 51520089 | 0.3 | 1 | 0.3 | 0.3 | 0.1 | N | X | 2 | 2008
55938 | Industrial Power Generating Company LLC | 56690 | Pine Grove | PA | Schuylkill | 4 | Petroleum Liquids | IC |  | S | X | X | 51520089 | 0.3 | 1 | 0.3 | 0.3 | 0.1 | N | X | 2 | 2008
55938 | Industrial Power Generating Company LLC | 56690 | Pine Grove | PA | Schuylkill | 5 | Petroleum Liquids | IC |  | S | X | X | 51520089 | 0.3 | 1 | 0.3 | 0.3 | 0.1 | N | X | 2 | 2008
55938 | Industrial Power Generating Company LLC | 56690 | Pine Grove | PA | Schuylkill | 6 | Petroleum Liquids | IC |  | S | X | X | 51520089 | 0.3 | 1 | 0.3 | 0.3 | 0.1 | N | X | 2 | 2008
55938 | Industrial Power Generating Company LLC | 56690 | Pine Grove | PA | Schuylkill | 7 | Petroleum Liquids | IC |  | S | X | X | 51520089 | 0.3 | 1 | 0.3 | 0.3 | 0.1 | N | X | 2 | 2008
55938 | Industrial Power Generating Company LLC | 56690 | Pine Grove | PA | Schuylkill | 8 | Petroleum Liquids | IC |  | S | X | X | 51520089 | 0.3 | 1 | 0.3 | 0.3 | 0.1 | N | X | 2 | 2008
55938 | Industrial Power Generating Company LLC | 56690 | Pine Grove | PA | Schuylkill | 9 | Petroleum Liquids | IC |  | S | X | X | 51520089 | 0.3 | 1 | 0.3 | 0.3 | 0.1 | N | X | 2 | 2008
64632 | Forward Windpower, LLC | 56699 | Forward Windpower LLC | PA | Somerset | 1 | Onshore Wind Turbine | WT |  | S | X | X | PJM | 29.4 |  | 29.4 | 29.4 | 1 | N | X | 4 | 2008
64650 | Lookout Windpower, LLC | 56700 | Lookout Windpower LLC | PA | Somerset | 1 | Onshore Wind Turbine | WT |  | S | X | X | PJM | 37.8 |  | 37.8 | 37.8 | 1 | N | X | 10 | 2008
15399 | Avangrid Renewables LLC | 56770 | Locust Ridge II LLC | PA | Schuylkill | 1 | Onshore Wind Turbine | WT |  | S | X | X |  | 102 |  | 102 | 102 | 0 | N | X | 5 | 2009
15399 | Avangrid Renewables LLC | 56796 | South Chestnut LLC | PA | Fayette | 1 | Onshore Wind Turbine | WT |  | S | X | X |  | 50.4 |  | 50.4 | 50.4 | 0 | N | X | 4 | 2012
55858 | EDL Inc | 56850 | Lanchester Generating Station | PA | Lancaster | 1 | Landfill Gas | IC |  | S | X | X |  | 1.6 | 1 | 1.6 | 1.6 | 1.2 | N | X | 12 | 2006
55858 | EDL Inc | 56850 | Lanchester Generating Station | PA | Lancaster | 2 | Landfill Gas | IC |  | S | X | X |  | 1.6 | 1 | 1.6 | 1.6 | 1.2 | N | X | 8 | 2010
56081 | Southeastern Chester County Refuse Auth | 56873 | SECCRA Community Landfill | PA | Chester | 1 | Landfill Gas | IC |  | S | X | X |  | 0.9 | 0.95 | 0.9 | 0.9 | 0.4 | N | X | 1 | 2007
56081 | Southeastern Chester County Refuse Auth | 56873 | SECCRA Community Landfill | PA | Chester | 3 | Landfill Gas | IC |  | S | X | X |  | 1.6 | 0.95 | 1.6 | 1.6 | 0.8 | N | X | 11 | 2010
57249 | EPP Renewable Energy | 56887 | Cumberland County PA LFG Recovery | PA | Cumberland | GEN 1 | Landfill Gas | IC |  | S | X | X |  | 1.6 | 0.8 | 1.6 | 1.6 | 0.8 | N | X | 1 | 2009
57249 | EPP Renewable Energy | 56887 | Cumberland County PA LFG Recovery | PA | Cumberland | GEN 2 | Landfill Gas | IC |  | S | X | X |  | 1.6 | 0.8 | 1.6 | 1.6 | 0.8 | N | X | 1 | 2009
57249 | EPP Renewable Energy | 56887 | Cumberland County PA LFG Recovery | PA | Cumberland | GEN 3 | Landfill Gas | IC |  | S | X | X |  | 1.6 | 0.8 | 1.6 | 1.6 | 0.8 | N | X | 1 | 2009
57249 | EPP Renewable Energy | 56887 | Cumberland County PA LFG Recovery | PA | Cumberland | GEN 4 | Landfill Gas | IC |  | S | X | X |  | 1.6 | 0.8 | 1.6 | 1.6 | 0.8 | N | X | 1 | 2009
57249 | EPP Renewable Energy | 56890 | Norther Tier Landfill | PA | Bradford | GEN 1 | Landfill Gas | IC |  | S | X | X |  | 1.6 | 0.8 | 1.6 | 1.6 | 0.8 | N | X | 1 | 2009
59880 | Pioneer Crossing Energy LLC | 56957 | Pioneer Crossing Energy, LLC | PA | Berks | LFG1 | Landfill Gas | IC |  | S | X | X |  | 1.6 | 0.9 | 1.6 | 1.6 | 1.3 | N | X | 10 | 2008
59880 | Pioneer Crossing Energy LLC | 56957 | Pioneer Crossing Energy, LLC | PA | Berks | LFG2 | Landfill Gas | IC |  | S | X | X |  | 1.6 | 0.9 | 1.6 | 1.6 | 1.3 | N | X | 10 | 2008
59880 | Pioneer Crossing Energy LLC | 56957 | Pioneer Crossing Energy, LLC | PA | Berks | LFG3 | Landfill Gas | IC |  | S | X | X |  | 1.6 | 0.9 | 1.6 | 1.6 | 1.3 | N | X | 10 | 2008
59880 | Pioneer Crossing Energy LLC | 56957 | Pioneer Crossing Energy, LLC | PA | Berks | LFG4 | Landfill Gas | IC |  | S | X | X |  | 1.6 | 0.9 | 1.6 | 1.6 | 1.3 | N | X | 10 | 2008
59880 | Pioneer Crossing Energy LLC | 56957 | Pioneer Crossing Energy, LLC | PA | Berks | LFG5 | Landfill Gas | IC |  | S | X | X |  | 1.6 | 0.9 | 1.6 | 1.6 | 1.3 | N | X | 11 | 2013
56215 | RWE Renewables Americas, LLC | 56980 | Stony Creek Wind Farm LLC | PA | Somerset | 1 | Onshore Wind Turbine | WT |  | S | X | X | SCWF | 52.5 |  | 52.5 | 52.5 | 0 | N | X | 11 | 2009
56284 | MF Mesa Lane LLC | 56993 | MF Mesa Lane LLC | PA | Bucks | MESA | Solar Photovoltaic | PV |  | W | X | X |  | 3 |  | 3 | 3 |  | N | X | 11 | 2008
54842 | WM Renewable Energy LLC | 57014 | Waste Management Arden LFGTE | PA | Washington | GEN1 | Landfill Gas | IC |  | S | X | X | pnode: 53049041 | 0.8 | 0.98 | 0.8 | 0.8 | 0.5 | N | X | 2 | 2009
54842 | WM Renewable Energy LLC | 57014 | Waste Management Arden LFGTE | PA | Washington | GEN2 | Landfill Gas | IC |  | S | X | X | pnode: 53049041 | 0.8 | 0.98 | 0.8 | 0.8 | 0.5 | N | X | 2 | 2009
54842 | WM Renewable Energy LLC | 57014 | Waste Management Arden LFGTE | PA | Washington | GEN3 | Landfill Gas | IC |  | S | X | X | pnode: 53049041 | 0.8 | 0.98 | 0.8 | 0.8 | 0.5 | N | X | 2 | 2009
54842 | WM Renewable Energy LLC | 57014 | Waste Management Arden LFGTE | PA | Washington | GEN4 | Landfill Gas | IC |  | S | X | X | pnode: 53049041 | 0.8 | 0.98 | 0.8 | 0.8 | 0.5 | N | X | 2 | 2009
54842 | WM Renewable Energy LLC | 57014 | Waste Management Arden LFGTE | PA | Washington | GEN5 | Landfill Gas | IC |  | S | X | X | pnode: 53049041 | 0.8 | 0.98 | 0.8 | 0.8 | 0.5 | N | X | 2 | 2009
54842 | WM Renewable Energy LLC | 57014 | Waste Management Arden LFGTE | PA | Washington | GEN6 | Landfill Gas | IC |  | S | X | X | pnode: 53049041 | 0.8 | 0.98 | 0.8 | 0.8 | 0.5 | N | X | 2 | 2009
59496 | ALLETE Clean Energy | 57044 | Armenia Mountain Wind Farm | PA | Tioga | 1 | Onshore Wind Turbine | WT |  | S | X | X |  | 100.5 |  | 100.5 | 100.5 | 1 | N | X | 12 | 2009
63081 | Exus North America Management Partners LLC | 57139 | Cambria Wind LLC | PA | Cambria | 1 | Onshore Wind Turbine | WT |  | W | X | X |  | 62.5 |  | 62.5 | 62.5 | 0 | N | X | 8 | 2009
57249 | EPP Renewable Energy | 57182 | PPL Frey Farm Landfill Wind | PA | Lancaster | 1 | Onshore Wind Turbine | WT |  | S | X | X |  | 3.2 |  | 3.2 | 3.2 | 0.1 | N | X | 1 | 2011
19391 | UGI Development Co | 57216 | Crayola Solar Project | PA | Northampton | 1 | Solar Photovoltaic | PV |  | S | X | X |  | 1 |  | 1 | 1 |  | N | X | 5 | 2010
19391 | UGI Development Co | 57216 | Crayola Solar Project | PA | Northampton | 2 | Solar Photovoltaic | PV |  | S | X | X |  | 1 |  | 1 | 1 |  | N | X | 4 | 2011
19391 | UGI Development Co | 57216 | Crayola Solar Project | PA | Northampton | 3 | Solar Photovoltaic | PV |  | S | X | X |  | 0.8 |  | 0.8 | 0.8 |  | N | X | 1 | 2012
56769 | Consolidated Edison Development Inc. | 57256 | PA Solar Park | PA | Carbon | 1 | Solar Photovoltaic | PV |  | S | X | X |  | 10.1 | 0.95 | 10 | 10 |  | N | X | 10 | 2012
57170 | EDF Renewable Asset Holdings, Inc. | 57268 | Chestnut Flats Wind Farm | PA | Blair | 1 | Onshore Wind Turbine | WT |  | S | X | X |  | 38 |  | 38 | 38 | 0 | N | X | 12 | 2011
56645 | Aqua America Inc | 57280 | Aqua Ingrams Mill | PA | Chester | 1 | Solar Photovoltaic | PV |  | S | X | X |  | 1 |  | 0.9 | 0.7 |  | N | X | 12 | 2009
59050 | Algonquin Power Co | 57285 | Sandy Ridge Wind Farm | PA | Blair | 1 | Onshore Wind Turbine | WT |  | S | X | X |  | 50 |  | 48.2 | 48.2 | 40 | N | X | 2 | 2012
56701 | The Hankin Group | 57362 | Morgantown Solar Park | PA | Berks | 1 | Solar Photovoltaic | PV |  | S | X | X |  | 2 |  | 1.6 | 1.4 |  | N | X | 11 | 2011
56705 | Pocono International Raceway Inc | 57367 | Pocono Solar Project | PA | Monroe | POCON | Solar Photovoltaic | PV |  | S | X | X |  | 2.7 |  | 2.5 | 1.9 |  | N | X | 8 | 2010
56732 | Haleon PLC | 57390 | Haleon York RDC Solar Facility | PA | York | 1 | Solar Photovoltaic | PV |  | S | X | X |  | 2.6 |  | 1.6 | 1 |  | N | X | 12 | 2010
56741 | Knouse Food Cooperative Inc | 57412 | Knouse Solar Project 1 | PA | Cumberland | 1 | Solar Photovoltaic | PV |  | S | X | X |  | 3 |  | 2.8 | 1.3 |  | N | X | 12 | 2010
56783 | Romark Logistics of PA Inc. | 57465 | Romark PA Solar | PA | Luzerne | 1 | Solar Photovoltaic | PV |  | S | X | X |  | 1.8 |  | 1.8 | 1.8 |  | N | X | 11 | 2011
57249 | EPP Renewable Energy | 57466 | Blue Ridge Landfill | PA | Franklin | GEN1 | Landfill Gas | IC |  | S | X | X |  | 1.6 | 0.8 | 1.6 | 1.6 | 0.8 | N | X | 1 | 2013
57249 | EPP Renewable Energy | 57466 | Blue Ridge Landfill | PA | Franklin | GEN2 | Landfill Gas | IC |  | S | X | X |  | 1.6 | 0.8 | 1.6 | 1.6 | 0.8 | N | X | 1 | 2013
57249 | EPP Renewable Energy | 57466 | Blue Ridge Landfill | PA | Franklin | GEN3 | Landfill Gas | IC |  | S | X | X |  | 1.6 | 0.8 | 1.6 | 1.6 | 0.8 | N | X | 1 | 2013
57249 | EPP Renewable Energy | 57466 | Blue Ridge Landfill | PA | Franklin | GEN4 | Landfill Gas | IC |  | S | X | X |  | 1.6 | 0.8 | 1.6 | 1.6 | 0.8 | N | X | 1 | 2013
56816 | Masser Farms Realty Ltd | 57494 | Masser Farms Realty Solar | PA | Schuylkill | MFRS | Solar Photovoltaic | PV |  | S | X | X |  | 1 |  | 1 | 0.7 |  | N | X | 5 | 2011
57249 | EPP Renewable Energy | 57581 | Allenwood | PA | Lycoming | 1 | Landfill Gas | IC |  | S | X | X |  | 1.6 | 0.8 | 1.6 | 1.6 | 0.8 | N | X | 10 | 2012
57249 | EPP Renewable Energy | 57581 | Allenwood | PA | Lycoming | 2 | Landfill Gas | IC |  | S | X | X |  | 1.6 | 0.8 | 1.6 | 1.6 | 0.8 | N | X | 10 | 2012
57249 | EPP Renewable Energy | 57582 | Lycoming County | PA | Lycoming | 1 | Landfill Gas | IC |  | S | X | X |  | 1.6 | 0.8 | 1.5 | 1.5 | 0.8 | N | X | 10 | 2012
57249 | EPP Renewable Energy | 57582 | Lycoming County | PA | Lycoming | 2 | Landfill Gas | IC |  | S | X | X |  | 1.6 | 0.8 | 1.5 | 1.5 | 0.8 | N | X | 10 | 2012
64045 | Alliance HP Virginia Drive LLC | 57640 | 500 Virginia Solar | PA | Montgomery | 1 | Solar Photovoltaic | PV |  | S | X | X |  | 1 |  | 1 | 1 |  | N | X | 7 | 2011
56994 | Carlisle Area School District | 57668 | CASD Solar | PA | Cumberland | CASDE | Solar Photovoltaic | PV |  | S | X | X |  | 0.9 |  | 0.9 | 0.8 |  | N | X | 10 | 2010
56994 | Carlisle Area School District | 57668 | CASD Solar | PA | Cumberland | CASDW | Solar Photovoltaic | PV |  | S | X | X |  | 0.4 |  | 0.4 | 0.4 |  | N | X | 10 | 2010
61978 | Convergent Energy and Power LP | 57716 | Hazle Spindle | PA | Luzerne | HRS1 | Flywheels | FW |  | W | X | X | HAZELPL 69 KV HAZELFW | 20 |  | 20 | 20 | 1 | N | X | 9 | 2013
65411 | Duke Energy Renewables Services | 57744 | Laurel Hill Wind | PA | Lycoming | 1 | Onshore Wind Turbine | WT |  | S | X | X |  | 69 |  | 69 | 69 | 0.1 | N | X | 9 | 2012
57078 | Ecogy Pennsylvania Systems LLC | 57768 | Longwood Gardens | PA | Chester | 1 | Solar Photovoltaic | PV |  | S | X | X |  | 1.3 |  | 1.3 | 1.3 |  | N | X | 5 | 2010
55963 | AE Power Services LLC | 57769 | Mehoopany Wind Energy LLC | PA | Wyoming | 1 | Onshore Wind Turbine | WT |  | J | X | X |  | 140.8 |  | 140.8 | 140.8 | 2.4 | N | X | 12 | 2012
65287 | Vitol PA Wind LLC | 57991 | Highland North Wind Farm | PA | Cambria | 1 | Onshore Wind Turbine | WT |  | S | X | X |  | 75 |  | 75 | 75 | 0 | N | X | 3 | 2012
65287 | Vitol PA Wind LLC | 57998 | Twin Ridges Wind Farm | PA | Somerset | 1 | Onshore Wind Turbine | WT |  | S | X | X |  | 139.4 |  | 139.4 | 139.4 | 0 | N | X | 12 | 2012
65287 | Vitol PA Wind LLC | 57999 | Patton Wind Farm | PA | Cambria | 1 | Onshore Wind Turbine | WT |  | S | X | X |  | 30 |  | 30 | 30 | 0 | N | X | 12 | 2012
57423 | PPG Monroeville Chemicals Center | 58047 | PPG Monroeville Chemicals Center | PA | Allegheny | 2 | Petroleum Liquids | IC |  | S | X | X |  | 0.3 | 0.8 | 0.3 | 0.3 | 0.1 | N | Y | 9 | 2000
57423 | PPG Monroeville Chemicals Center | 58047 | PPG Monroeville Chemicals Center | PA | Allegheny | 3 | Petroleum Liquids | IC |  | S | X | X |  | 0.8 | 1 | 0.8 | 0.8 | 0.2 | N | Y | 10 | 1998
57425 | Vitro Architectural Glass (PA) | 58051 | Vitro Architectural Glass (PA) | PA | Cumberland | L121 | Petroleum Liquids | IC |  | S | X | X |  | 2 | 0.8 | 2 | 2 | 1 | N | Y | 11 | 2021
57425 | Vitro Architectural Glass (PA) | 58051 | Vitro Architectural Glass (PA) | PA | Cumberland | L2AE | Petroleum Liquids | IC |  | S | X | X |  | 1.5 | 0.8 | 1.5 | 1.5 | 0.7 | N | Y | 5 | 1996
57425 | Vitro Architectural Glass (PA) | 58051 | Vitro Architectural Glass (PA) | PA | Cumberland | L2BW | Petroleum Liquids | IC |  | S | X | X |  | 1.5 | 0.8 | 1.5 | 1.5 | 0.7 | N | Y | 5 | 1996
60281 | Altus Power America Management, LLC | 58091 | Keystone Solar | PA | Lancaster | KSTN | Solar Photovoltaic | PV |  | S | X | X |  | 5 |  | 5 | 5 |  | N | X | 9 | 2012
58159 | Penn State University | 58194 | West Campus Steam Plant | PA | Centre | CT2 | Natural Gas Fired Combustion Turbine | GT |  | S | X | X |  | 6.1 | 1 | 4.5 | 6.1 | 3 | N | X | 12 | 2021
58159 | Penn State University | 58194 | West Campus Steam Plant | PA | Centre | WC 4 | Natural Gas Steam Turbine | ST |  | S | X | X |  | 2.9 | 0.8 | 1.5 | 2.8 | 0.4 | N | X | 2 | 2017
58159 | Penn State University | 58194 | West Campus Steam Plant | PA | Centre | WC 5 | Natural Gas Steam Turbine | ST |  | S | X | X |  | 2.2 | 0.8 | 1.5 | 2.2 | 0.2 | N | X | 2 | 2017
58159 | Penn State University | 58194 | West Campus Steam Plant | PA | Centre | WC6 | Natural Gas Steam Turbine | ST |  | S | X | X |  | 2.8 | 0.9 | 1.8 | 2.1 | 0.2 | N | X | 12 | 2021
58159 | Penn State University | 58195 | East Campus Steam Plant | PA | Centre | CT1 | Natural Gas Fired Combustion Turbine | GT |  | S | X | X |  | 7 | 0.8 | 7.4 | 8.9 | 3.3 | N | X | 6 | 2011
58203 | NRG Energy Center Eagles LLC | 58231 | Lincoln Financial Field | PA | Philadelphia | GEN1 | Solar Photovoltaic | PV |  | S | X | X |  | 2.9 |  | 2.9 | 2.9 |  | N | X | 1 | 2013
54842 | WM Renewable Energy LLC | 58250 | Tullytown | PA | Bucks | GEN1 | Landfill Gas | IC |  | S | X | X | PECO | 1.6 | 0.98 | 1.6 | 1.6 | 0.8 | N | X | 3 | 2013
56205 | Philadelphia Water Department | 58326 | PWD Northeast WPCP Biogas Cogen Plant | PA | Philadelphia | NBG1 | Other Waste Biomass | IC |  | W | X | X |  | 1.4 | 1 | 1.4 | 1.4 | 0.7 | N | X | 12 | 2013
56205 | Philadelphia Water Department | 58326 | PWD Northeast WPCP Biogas Cogen Plant | PA | Philadelphia | NBG2 | Other Waste Biomass | IC |  | W | X | X |  | 1.4 | 1 | 1.4 | 1.4 | 0.7 | N | X | 12 | 2013
56205 | Philadelphia Water Department | 58326 | PWD Northeast WPCP Biogas Cogen Plant | PA | Philadelphia | NBG3 | Other Waste Biomass | IC |  | W | X | X |  | 1.4 | 1 | 1.4 | 1.4 | 0.7 | N | X | 12 | 2013
56205 | Philadelphia Water Department | 58326 | PWD Northeast WPCP Biogas Cogen Plant | PA | Philadelphia | NBG4 | Other Waste Biomass | IC |  | W | X | X |  | 1.4 | 1 | 1.4 | 1.4 | 0.7 | N | X | 12 | 2013
58417 | Hamilton Liberty O&M LLC | 58420 | Hamilton Liberty | PA | Bradford | GEN1 | Natural Gas Fired Combined Cycle | CS |  | S | Y | N | 1218914170 | 435 | 0.9 | 385 | 425 | 240 | N | X | 6 | 2016
58417 | Hamilton Liberty O&M LLC | 58420 | Hamilton Liberty | PA | Bradford | GEN2 | Natural Gas Fired Combined Cycle | CS |  | S | Y | N | 1218914171 | 435 | 0.9 | 380 | 425 | 240 | N | X | 7 | 2016
64025 | Hamilton Operating Services, LLC | 58426 | Hamilton Patriot Generation Plant | PA | Lycoming | GEN1 | Natural Gas Fired Combined Cycle | CS |  | W | Y | N |  | 435 | 0.9 | 390 | 455 | 250 | N | X | 7 | 2016
64025 | Hamilton Operating Services, LLC | 58426 | Hamilton Patriot Generation Plant | PA | Lycoming | GEN2 | Natural Gas Fired Combined Cycle | CS |  | W | Y | N |  | 435 | 0.9 | 375 | 425 | 250 | N | X | 7 | 2016
58438 | Sunstream Energy LLC | 58443 | Martin Limestone Solar Array | PA | Lancaster | GEN1 | Solar Photovoltaic | PV |  | S | X | X |  | 1 |  | 1 | 1 |  | N | X | 12 | 2012
58463 | Dart Container Corp | 58476 | Dart Container Corp | PA | Lancaster | LFGT1 | Landfill Gas | GT |  | S | X | X |  | 5.6 | 0.9 | 4.6 | 5.2 | 0.3 | N | X | 12 | 2012
58463 | Dart Container Corp | 58476 | Dart Container Corp | PA | Lancaster | LFGT2 | Landfill Gas | GT |  | S | X | X |  | 5.6 | 0.9 | 4.6 | 5.2 | 0.3 | N | X | 12 | 2012
55858 | EDL Inc | 58497 | L&S Sweetners | PA | Lancaster | GEN1 | Landfill Gas | IC |  | S | X | X |  | 1.6 | 1 | 1.6 | 1.6 | 1.2 | N | X | 10 | 2013
55858 | EDL Inc | 58497 | L&S Sweetners | PA | Lancaster | GEN2 | Landfill Gas | IC |  | S | X | X |  | 1.6 | 1 | 1.6 | 1.6 | 1.2 | N | X | 10 | 2013
56645 | Aqua America Inc | 58535 | Pickering Solar | PA | Chester | 1 | Solar Photovoltaic | PV |  | S | X | X |  | 1.5 |  | 1.4 | 1 |  | N | X | 1 | 2012
58527 | Gettysburg Energy and Nutrient Rec Facility LLC | 58565 | Gettysburg Energy & Nutrient Rec Facility | PA | Adams | GENRF | Other Waste Biomass | ST |  | S | X | X |  | 3.3 | 0.9 | 2.5 | 2.7 | 0.1 | N | X | 6 | 2013
57280 | Eagle Creek Renewable Energy, LLC | 58685 | Mahoning Creek Hydroelectric Project | PA | Armstrong | 8107 | Conventional Hydroelectric | HY |  | W | X | X |  | 6 | 0.9 | 6.7 | 6.7 | 0.8 | N | X | 12 | 2013
58653 | Oxbow Creek Energy LLC | 58714 | Oxbow Creek | PA | Wyoming | GEN1 | Natural Gas Internal Combustion Engine | IC |  | S | X | X | 2156110331 | 4.4 | 0.8 | 4.2 | 4.2 | 2 | N | X | 12 | 2019
58653 | Oxbow Creek Energy LLC | 58714 | Oxbow Creek | PA | Wyoming | GEN2 | Natural Gas Internal Combustion Engine | IC |  | S | X | X | 2156110331 | 4.4 | 0.8 | 4.2 | 4.2 | 2 | N | X | 12 | 2019
58653 | Oxbow Creek Energy LLC | 58714 | Oxbow Creek | PA | Wyoming | GEN3 | Natural Gas Internal Combustion Engine | IC |  | S | X | X | 2156110331 | 4.4 | 0.8 | 4.2 | 4.2 | 2 | N | X | 12 | 2019
58653 | Oxbow Creek Energy LLC | 58714 | Oxbow Creek | PA | Wyoming | GEN4 | Natural Gas Internal Combustion Engine | IC |  | S | X | X | 2156110331 | 4.4 | 0.8 | 4.2 | 4.2 | 2 | N | X | 12 | 2019
58653 | Oxbow Creek Energy LLC | 58714 | Oxbow Creek | PA | Wyoming | GEN5 | Natural Gas Internal Combustion Engine | IC |  | S | X | X | 2156110331 | 4.4 | 0.8 | 4.2 | 4.2 | 2 | N | X | 12 | 2019
58652 | Roundtop Energy LLC | 58715 | Roundtop | PA | Susquehanna | GEN1 | Natural Gas Internal Combustion Engine | IC |  | S | X | X | 1292915209 | 4.4 | 0.8 | 4.2 | 4.2 | 2.2 | N | X | 10 | 2015
58652 | Roundtop Energy LLC | 58715 | Roundtop | PA | Susquehanna | GEN2 | Natural Gas Internal Combustion Engine | IC |  | S | X | X | 1292915209 | 4.4 | 0.8 | 4.2 | 4.2 | 2.2 | N | X | 10 | 2015
58652 | Roundtop Energy LLC | 58715 | Roundtop | PA | Susquehanna | GEN3 | Natural Gas Internal Combustion Engine | IC |  | S | X | X | 1292915209 | 4.4 | 0.8 | 4.2 | 4.2 | 2.2 | N | X | 10 | 2015
58652 | Roundtop Energy LLC | 58715 | Roundtop | PA | Susquehanna | GEN4 | Natural Gas Internal Combustion Engine | IC |  | S | X | X | 1292915209 | 4.4 | 0.8 | 4.2 | 4.2 | 2.2 | N | X | 10 | 2015
58652 | Roundtop Energy LLC | 58715 | Roundtop | PA | Susquehanna | GEN5 | Natural Gas Internal Combustion Engine | IC |  | S | X | X | 1292915209 | 4.4 | 0.8 | 4.2 | 4.2 | 2.2 | N | X | 10 | 2015
58685 | Beaver Dam Energy LLC | 58811 | Beaver Dam | PA | Bradford | GEN1 | Natural Gas Internal Combustion Engine | IC |  | S | X | X | 1348263940 | 4.4 | 0.8 | 4.2 | 4.2 | 2.2 | N | X | 6 | 2016
58685 | Beaver Dam Energy LLC | 58811 | Beaver Dam | PA | Bradford | GEN2 | Natural Gas Internal Combustion Engine | IC |  | S | X | X | 1348263940 | 4.4 | 0.8 | 4.2 | 4.2 | 2.2 | N | X | 6 | 2016
58685 | Beaver Dam Energy LLC | 58811 | Beaver Dam | PA | Bradford | GEN3 | Natural Gas Internal Combustion Engine | IC |  | S | X | X | 1348263940 | 4.4 | 0.8 | 4.2 | 4.2 | 2.2 | N | X | 6 | 2016
58685 | Beaver Dam Energy LLC | 58811 | Beaver Dam | PA | Bradford | GEN4 | Natural Gas Internal Combustion Engine | IC |  | S | X | X | 1348263940 | 4.4 | 0.8 | 4.2 | 4.2 | 2.2 | N | X | 6 | 2016
58685 | Beaver Dam Energy LLC | 58811 | Beaver Dam | PA | Bradford | GEN5 | Natural Gas Internal Combustion Engine | IC |  | S | X | X | 1348263940 | 4.4 | 0.8 | 4.2 | 4.2 | 2.2 | N | X | 6 | 2016
58686 | Alpaca Energy LLC | 58813 | Alpaca | PA | Bradford | 1 | Natural Gas Internal Combustion Engine | IC |  | S | X | X | 1356162740 | 7 | 0.8 | 6.8 | 6.8 | 3 | N | X | 4 | 2017
58686 | Alpaca Energy LLC | 58813 | Alpaca | PA | Bradford | 2 | Natural Gas Internal Combustion Engine | IC |  | S | X | X | 1356162740 | 7 | 0.8 | 6.8 | 6.8 | 3 | N | X | 4 | 2017
58686 | Alpaca Energy LLC | 58813 | Alpaca | PA | Bradford | 3 | Natural Gas Internal Combustion Engine | IC |  | S | X | X | 1356162740 | 7 | 0.8 | 6.8 | 6.8 | 3 | N | X | 4 | 2017
58689 | Milan Energy LLC | 58818 | Milan | PA | Bradford | 1 | Natural Gas Internal Combustion Engine | IC |  | S | X | X | 1318143941 | 7 | 0.8 | 6.8 | 6.8 | 3 | N | X | 3 | 2017
58689 | Milan Energy LLC | 58818 | Milan | PA | Bradford | 2 | Natural Gas Internal Combustion Engine | IC |  | S | X | X | 1318143941 | 7 | 0.8 | 6.8 | 6.8 | 3 | N | X | 3 | 2017
58689 | Milan Energy LLC | 58818 | Milan | PA | Bradford | 3 | Natural Gas Internal Combustion Engine | IC |  | S | X | X | 1318143941 | 7 | 0.8 | 6.8 | 6.8 | 3 | N | X | 3 | 2017
58767 | Temple University | 58897 | Temple SEGF | PA | Philadelphia | 19G01 | Natural Gas Internal Combustion Engine | IC |  | S | X | X |  | 1.6 | 0.8 | 1.6 | 1.6 | 0.1 | N | X | 5 | 1993
58767 | Temple University | 58897 | Temple SEGF | PA | Philadelphia | 19G02 | Natural Gas Internal Combustion Engine | IC |  | S | X | X |  | 1.6 | 0.8 | 1.6 | 1.6 | 0.1 | N | X | 5 | 1993
58767 | Temple University | 58897 | Temple SEGF | PA | Philadelphia | 19G03 | Natural Gas Internal Combustion Engine | IC |  | S | X | X |  | 1.6 | 0.8 | 1.6 | 1.6 | 0.1 | N | X | 5 | 1993
58767 | Temple University | 58897 | Temple SEGF | PA | Philadelphia | 19G04 | Natural Gas Internal Combustion Engine | IC |  | S | X | X |  | 1.6 | 0.8 | 1.6 | 1.6 | 0.1 | N | X | 5 | 1993
58767 | Temple University | 58897 | Temple SEGF | PA | Philadelphia | 19G05 | Natural Gas Internal Combustion Engine | IC |  | S | X | X |  | 1.6 | 0.8 | 1.6 | 1.6 | 0.1 | N | X | 5 | 1993
58767 | Temple University | 58897 | Temple SEGF | PA | Philadelphia | 19G06 | Natural Gas Internal Combustion Engine | IC |  | S | X | X |  | 1.6 | 0.8 | 1.6 | 1.6 | 0.1 | N | X | 5 | 1993
58767 | Temple University | 58897 | Temple SEGF | PA | Philadelphia | 19G07 | Natural Gas Internal Combustion Engine | IC |  | S | X | X |  | 1.6 | 0.8 | 1.6 | 1.6 | 0.1 | N | X | 5 | 1993
58767 | Temple University | 58897 | Temple SEGF | PA | Philadelphia | 19G08 | Natural Gas Internal Combustion Engine | IC |  | S | X | X |  | 1.6 | 0.8 | 1.6 | 1.6 | 0.1 | N | X | 5 | 1993
58767 | Temple University | 58897 | Temple SEGF | PA | Philadelphia | 19G09 | Natural Gas Internal Combustion Engine | IC |  | S | X | X |  | 1.6 | 0.8 | 1.6 | 1.6 | 0.1 | N | X | 5 | 1993
58767 | Temple University | 58897 | Temple SEGF | PA | Philadelphia | 19G10 | Natural Gas Internal Combustion Engine | IC |  | S | X | X |  | 1.6 | 0.8 | 1.6 | 1.6 | 0.1 | N | X | 5 | 1993
58798 | Shell Chemical Appalachia LLC | 58933 | Shell Chemical Appalachia LLC | PA | Beaver | GTG1 | Natural Gas Fired Combined Cycle | CT | COGN | S | X | N |  | 48.4 | 0.8 | 37.1 | 46.5 | 22.8 | N | X | 7 | 2021
58798 | Shell Chemical Appalachia LLC | 58933 | Shell Chemical Appalachia LLC | PA | Beaver | GTG2 | Natural Gas Fired Combined Cycle | CT | COGN | S | X | N |  | 48.4 | 0.8 | 37.1 | 46.5 | 22.8 | N | X | 7 | 2021
58798 | Shell Chemical Appalachia LLC | 58933 | Shell Chemical Appalachia LLC | PA | Beaver | GTG3 | Natural Gas Fired Combined Cycle | CT | COGN | S | X | N |  | 48.4 | 0.8 | 37.1 | 46.5 | 22.8 | N | X | 7 | 2021
58798 | Shell Chemical Appalachia LLC | 58933 | Shell Chemical Appalachia LLC | PA | Beaver | STG1 | Natural Gas Fired Combined Cycle | CA | COGN | S | Y | X |  | 82.3 | 0.8 | 72.7 | 75.8 | 19 | N | X | 10 | 2021
58798 | Shell Chemical Appalachia LLC | 58933 | Shell Chemical Appalachia LLC | PA | Beaver | STG2 | Natural Gas Fired Combined Cycle | CA | COGN | S | Y | X |  | 82.3 | 0.8 | 72.7 | 75.8 | 19 | N | X | 10 | 2021
57130 | Janssen Pharmaceutical Co | 59056 | Spring House | PA | Montgomery | GEN 1 | Natural Gas Internal Combustion Engine | IC |  | S | X | X |  | 3.8 | 1 | 3.8 | 3.8 | 2.8 | N | X | 4 | 2013
59125 | Marlboro Mushroom | 59327 | Marlboro Mushrooms Solar Field | PA | Chester | GEN1 | Solar Photovoltaic | PV |  | S | X | X |  | 1 |  | 1 | 0.3 |  | N | X | 11 | 2011
59287 | Laurel Capital Partners | 59546 | Beaver Solar LLC | PA | Beaver | PV1 | Solar Photovoltaic | PV |  | S | X | X |  | 1.3 |  | 1.3 | 1.2 |  | N | X | 12 | 2012
59526 | State Correctnl Inst Laurel Highlands | 59759 | Glades Pike Generation Plant | PA | Somerset | CAT1 | Landfill Gas | IC |  | S | X | X |  | 1.6 | 0.8 | 1.6 | 1.6 | 0.8 | N | X | 10 | 2011
59526 | State Correctnl Inst Laurel Highlands | 59759 | Glades Pike Generation Plant | PA | Somerset | CAT2 | Landfill Gas | IC |  | S | X | X |  | 1.6 | 0.8 | 1.6 | 1.6 | 0.8 | N | X | 10 | 2011
59675 | Moxie Freedom LLC | 59906 | Moxie Freedom Generation Plant | PA | Luzerne | GEN1 | Natural Gas Fired Combined Cycle | CS |  | S | Y | N |  | 552.5 | 0.9 | 552.5 | 552.5 | 200 | Y | X | 8 | 2018
59675 | Moxie Freedom LLC | 59906 | Moxie Freedom Generation Plant | PA | Luzerne | GEN2 | Natural Gas Fired Combined Cycle | CS |  | S | Y | N |  | 552.5 | 0.9 | 552.5 | 552.5 | 200 | Y | X | 9 | 2018
62892 | Ringer Hill Wind LLC | 60329 | Ringer Hill Wind Farm, LLC | PA | Somerset | RINGR | Onshore Wind Turbine | WT |  | S | X | X |  | 39.9 |  | 38.3 | 38.3 | 1.2 | N | X | 12 | 2016
49893 | Invenergy Services LLC | 60357 | Lackawanna Energy Center | PA | Lackawanna | GEN1 | Natural Gas Fired Combined Cycle | CS |  | S | N | N |  | 499.5 | 0.9 | 454 | 489 | 454 | N | X | 3 | 2018
49893 | Invenergy Services LLC | 60357 | Lackawanna Energy Center | PA | Lackawanna | GEN2 | Natural Gas Fired Combined Cycle | CS |  | S | N | N |  | 499.5 | 0.9 | 454 | 489 | 454 | N | X | 10 | 2018
49893 | Invenergy Services LLC | 60357 | Lackawanna Energy Center | PA | Lackawanna | GEN3 | Natural Gas Fired Combined Cycle | CS |  | S | N | N |  | 499.5 | 0.9 | 454 | 489 | 454 | N | X | 12 | 2018
60162 | Hummel Station, LLC | 60368 | Hummel Station LLC | PA | Snyder | CTG1 | Natural Gas Fired Combined Cycle | CT | HUM1 | S | X | N | Sunbury 500KV | 244.8 | 0.85 | 230.2 | 239.7 | 105 | N | X | 6 | 2018
60162 | Hummel Station, LLC | 60368 | Hummel Station LLC | PA | Snyder | CTG2 | Natural Gas Fired Combined Cycle | CT | HUM1 | S | X | N | Sunbury 500KV | 244.8 | 0.85 | 218.6 | 229.6 | 105 | N | X | 6 | 2018
60162 | Hummel Station, LLC | 60368 | Hummel Station LLC | PA | Snyder | CTG3 | Natural Gas Fired Combined Cycle | CT | HUM1 | S | X | N | Sunbury 500KV | 244.8 | 0.85 | 225.3 | 230 | 105 | N | X | 6 | 2018
60162 | Hummel Station, LLC | 60368 | Hummel Station LLC | PA | Snyder | STG | Natural Gas Fired Combined Cycle | CA | HUM1 | S | Y | X | Sunbury 500KV | 460 | 0.85 | 410.2 | 397.7 | 105 | N | X | 6 | 2018
55858 | EDL Inc | 60388 | Morgantown | PA | Berks | GEMT | Landfill Gas | IC |  | S | X | X |  | 1.6 | 0.8 | 1.6 | 1.6 | 1.2 | N | X | 5 | 2016
60249 | Tenaska Pennsylvania Partners, LLC | 60464 | Tenaska Westmoreland Generating Station | PA | Westmoreland | CTG1 | Natural Gas Fired Combined Cycle | CT | STG1 | J | X | N | 1356163093 | 370 | 0.85 | 288 | 328.5 | 160 | N | X | 12 | 2018
60249 | Tenaska Pennsylvania Partners, LLC | 60464 | Tenaska Westmoreland Generating Station | PA | Westmoreland | CTG2 | Natural Gas Fired Combined Cycle | CT | STG1 | J | X | N | 1356163092 | 370 | 0.85 | 288 | 328.5 | 160 | N | X | 12 | 2018
60249 | Tenaska Pennsylvania Partners, LLC | 60464 | Tenaska Westmoreland Generating Station | PA | Westmoreland | STG1 | Natural Gas Fired Combined Cycle | CA | STG1 | J | Y | X | 1356163094 | 394 | 0.85 | 371 | 375 | 90 | N | X | 12 | 2018
60328 | Big Level Wind LLC | 60551 | Big Level Wind | PA | Potter | BLW01 | Onshore Wind Turbine | WT |  | S | X | X |  | 90 |  | 90 | 90 | 90 | N | X | 12 | 2019
60350 | CPV Fairview, LLC | 60589 | CPV Fairview Energy Center | PA | Cambria | GEN1 | Natural Gas Fired Combined Cycle | CT | CC1 | S | X | N |  | 372 | 0.85 | 337.3 | 347 | 115 | N | X | 12 | 2019
60350 | CPV Fairview, LLC | 60589 | CPV Fairview Energy Center | PA | Cambria | GEN2 | Natural Gas Fired Combined Cycle | CT | CC1 | S | X | N |  | 372 | 0.85 | 337.3 | 344.7 | 115 | N | X | 12 | 2019
60350 | CPV Fairview, LLC | 60589 | CPV Fairview Energy Center | PA | Cambria | GEN3 | Natural Gas Fired Combined Cycle | CA | CC1 | S | Y | X |  | 453 | 0.85 | 390.7 | 401.1 | 115 | N | X | 12 | 2019
56408 | UGI Energy Services, LLC | 60848 | Temple Solar Arrays | PA | Berks | 51599 | Solar Photovoltaic | PV |  | S | X | X |  | 2.2 |  | 2.2 | 2.2 |  | N | X | 5 | 2011
61012 | AES Distributed Energy | 60985 | Elizabethtown Solar | PA | Lancaster | ESPV | Solar Photovoltaic | PV |  | S | X | X |  | 2 |  | 2 | 2 |  | N | X | 2 | 2016
60659 | Hickory Run Energy, LLC | 61028 | Hickory Run Energy Station | PA | Lawrence | CTG1 | Natural Gas Fired Combined Cycle | CT | HRES | S | X | N | HICRUNEC20 KV 1A CTG | 295 | 0.85 | 277 | 320.4 | 146 | N | X | 5 | 2020
60659 | Hickory Run Energy, LLC | 61028 | Hickory Run Energy Station | PA | Lawrence | CTG2 | Natural Gas Fired Combined Cycle | CT | HRES | S | X | N | HICRUNEC20 KV 1B CTG | 295 | 0.85 | 277 | 320.2 | 146 | N | X | 5 | 2020
60659 | Hickory Run Energy, LLC | 61028 | Hickory Run Energy Station | PA | Lawrence | STG1 | Natural Gas Fired Combined Cycle | CA | HRES | S | Y | X | HICRUNEC22 KV 1S STG | 443.7 | 0.85 | 425.3 | 436.3 | 195 | N | X | 5 | 2020
60672 | Birdsboro Power LLC | 61035 | Birdsboro Power | PA | Berks | GEN1 | Natural Gas Fired Combined Cycle | CS |  | S | N | N | 1552843818 | 525 | 0.85 | 485 | 485 | 90 | N | X | 5 | 2019
60812 | Merck - Upper Gwynedd Solar Array | 61198 | Merck - Upper Gwynedd Solar Array | PA | Montgomery | SA-1 | Solar Photovoltaic | PV |  | S | X | X |  | 1.5 |  | 1.5 | 1.5 | 0 | N | X | 1 | 2011
60875 | Wolf Run Energy LLC | 61263 | Wolf Run Energy | PA | Bradford | GEN1 | Natural Gas Internal Combustion Engine | IC |  | S | X | X | 2156109434 | 4.4 | 0.8 | 4.4 | 4.4 | 2 | N | X | 6 | 2019
60875 | Wolf Run Energy LLC | 61263 | Wolf Run Energy | PA | Bradford | GEN2 | Natural Gas Internal Combustion Engine | IC |  | S | X | X | 2156109434 | 4.4 | 0.8 | 4.4 | 4.4 | 2 | N | X | 6 | 2019
60875 | Wolf Run Energy LLC | 61263 | Wolf Run Energy | PA | Bradford | GEN3 | Natural Gas Internal Combustion Engine | IC |  | S | X | X | 2156109434 | 4.4 | 0.8 | 4.4 | 4.4 | 2 | N | X | 6 | 2019
60875 | Wolf Run Energy LLC | 61263 | Wolf Run Energy | PA | Bradford | GEN4 | Natural Gas Internal Combustion Engine | IC |  | S | X | X | 2156109434 | 4.4 | 0.8 | 4.4 | 4.4 | 2 | N | X | 6 | 2019
60875 | Wolf Run Energy LLC | 61263 | Wolf Run Energy | PA | Bradford | GEN5 | Natural Gas Internal Combustion Engine | IC |  | S | X | X | 2156109434 | 4.4 | 0.8 | 4.4 | 4.4 | 2 | N | X | 6 | 2019
61353 | Philadelphia Authority for Industrial Development | 61737 | Navy Yard Peaker Station | PA | Philadelphia | GEN1 | Natural Gas Internal Combustion Engine | IC |  | S | X | X |  | 2 | 0.8 | 2 | 2 | 1.4 | N | X | 12 | 2017
61353 | Philadelphia Authority for Industrial Development | 61737 | Navy Yard Peaker Station | PA | Philadelphia | GEN2 | Natural Gas Internal Combustion Engine | IC |  | S | X | X |  | 2 | 0.8 | 2 | 2 | 1.4 | N | X | 12 | 2017
61353 | Philadelphia Authority for Industrial Development | 61737 | Navy Yard Peaker Station | PA | Philadelphia | GEN3 | Natural Gas Internal Combustion Engine | IC |  | S | X | X |  | 2 | 0.8 | 2 | 2 | 1.4 | N | X | 12 | 2017
61353 | Philadelphia Authority for Industrial Development | 61737 | Navy Yard Peaker Station | PA | Philadelphia | GEN4 | Natural Gas Internal Combustion Engine | IC |  | S | X | X |  | 2 | 0.8 | 2 | 2 | 1.4 | N | X | 12 | 2018
57389 | IKEA Property Inc | 61819 | IKEA Conshohocken Rooftop PV System | PA | Montgomery | 211 | Solar Photovoltaic | PV |  | S | X | X |  | 1 |  | 1 | 1 |  | N | X | 2 | 2013
63249 | Terraform Arcadia | 61914 | Susquehanna University Solar | PA | Snyder | SO829 | Solar Photovoltaic | PV |  | S | X | X |  | 3 |  | 3 | 3 |  | N | X | 9 | 2018
61675 | SS PA II PSU LLC | 62119 | University Park Solar | PA | Centre | PSUPV | Solar Photovoltaic | PV |  | S | X | X |  | 1.5 | 1 | 1.5 | 1.5 |  | N | X | 12 | 2018
60531 | Standard Solar | 62408 | Fort Indiantown Gap | PA | Lebanon | X0028 | Solar Photovoltaic | PV |  | S | X | X |  | 3 |  | 3 | 3 |  | N | X | 1 | 2019
61728 | GlidePath Power Operations LLC | 62444 | Meyersdale Battery | PA | Somerset | BMY | Batteries | BA |  | S | X | X | Meyersda34.5 KV Meyersbs | 18 |  | 18 | 18 | 0 | N | X | 12 | 2015
62064 | Hill Top Energy Center, LLC | 62565 | Hill Top Energy Center, LLC | PA | Greene | GEN1 | Natural Gas Fired Combined Cycle | CS |  | S | Y | N | Greene County CC | 664.7 | 0.85 | 622.5 | 622.8 | 210 | N | X | 7 | 2021
62627 | Cardinal Renewables | 62686 | TPE Pennsylvania Solar 1, LLC | PA | Lancaster | PABOE | Solar Photovoltaic | PV |  | S | X | X |  | 3.6 |  | 3.6 | 3.6 |  | N | X | 8 | 2019
62658 | Mount Joy Wire Corp | 62741 | Mount Joy Wire | PA | Lancaster | CHP | Natural Gas Internal Combustion Engine | IC |  | S | X | X |  | 1.1 | 0.8 | 1.1 | 1.1 | 0.5 | N | X | 12 | 2011
62767 | Phoenix Contact Services, Inc | 62901 | Phoenix Contact - CCHP Plant | PA | Dauphin | CCHP | Natural Gas Fired Combustion Turbine | GT |  | S | X | X |  | 1 | 1 | 1 | 1 | 0.1 | N | X | 3 | 2014
62795 | Dickinson Solar, LLC | 62946 | Dickinson Solar | PA | Cumberland | DICK | Solar Photovoltaic | PV |  | S | X | X |  | 3 |  | 3 | 3 |  | N | X | 12 | 2016
62842 | Lightsource Renewable Energy Asset Management, LLC | 62989 | Whitetail Solar 1 | PA | Franklin | PAWT1 | Solar Photovoltaic | PV |  | W | X | X | 2156109436 | 13.5 |  | 13.5 | 13.5 |  | N | X | 12 | 2019
62842 | Lightsource Renewable Energy Asset Management, LLC | 62990 | Whitetail Solar 2 | PA | Franklin | PAWT2 | Solar Photovoltaic | PV |  | W | X | X | 2156109756 | 20 | 0.95 | 20 | 20 |  | N | X | 9 | 2020
62842 | Lightsource Renewable Energy Asset Management, LLC | 62991 | Whitetail Solar 3 | PA | Franklin | PAWT3 | Solar Photovoltaic | PV |  | W | X | X | 2156109757 | 20 | 0.95 | 20 | 20 |  | N | X | 8 | 2020
62877 | Jefferson Torresdale Hospital | 63023 | Jefferson Torresdale Hospital | PA | Philadelphia | COGEN | Natural Gas Internal Combustion Engine | IC |  | S | X | X |  | 1.1 | 0.8 | 1.1 | 1.1 | 0.6 | N | Y | 5 | 2016
63220 | ECP Uptown Campus LLC | 63485 | ECP Uptown Campus | PA | Allegheny | 1 | Natural Gas Fired Combustion Turbine | GT |  | S | X | X |  | 5.6 | 0.95 | 4.3 | 5.6 | 1 | N | X | 11 | 1997
56769 | Consolidated Edison Development Inc. | 63520 | PA Solar Park II | PA | Carbon | PASP2 | Solar Photovoltaic | PV |  | S | X | X |  | 10 | 1 | 10 | 10 |  | N | X | 1 | 2020
64994 | SolRiver Capital LLC | 63691 | Hunker Solar River, LLC | PA | Westmoreland | 13502 | Solar Photovoltaic | PV |  | S | X | X |  | 3.3 |  | 3.3 | 3.3 |  | N | X | 8 | 2021
62842 | Lightsource Renewable Energy Asset Management, LLC | 63768 | Elk Hill Solar 2 | PA | Franklin | PAEH2 | Solar Photovoltaic | PV |  | W | X | X | 2156110610 | 15 |  | 15 | 15 |  | N | X | 12 | 2020
62842 | Lightsource Renewable Energy Asset Management, LLC | 63773 | Elk Hill Solar 1 | PA | Franklin | PAEH1 | Solar Photovoltaic | PV |  | W | X | X |  | 20 |  | 20 | 20 |  | N | X | 12 | 2022
60025 | Greenbacker Renewable Energy Corporation | 64101 | Mid-River PA, LLC (ABE4) | PA | Northampton | 259 | Solar Photovoltaic | PV |  | S | X | X |  | 3 |  | 3 | 3 |  | N | X | 9 | 2020
64285 | BCD Project Holdings 1, LLC | 64709 | CL-Viaduct LLC | PA | Clearfield | GSF01 | Solar Photovoltaic | PV |  | S | X | X |  | 20 |  | 20 | 20 |  | N | X | 3 | 2023
64285 | BCD Project Holdings 1, LLC | 64711 | UN-School House LLC | PA | Clearfield | GSF01 | Solar Photovoltaic | PV |  | S | X | X |  | 20 |  | 20 | 20 |  | N | X | 1 | 2023
64378 | IMG Energy Solutions | 64873 | Pittsburgh Airport Gas Plant | PA | Allegheny | GEN1 | Natural Gas Internal Combustion Engine | IC |  | W | X | X | 2156111762 | 4.4 | 0.8 | 4.4 | 4.4 | 2 | N | X | 7 | 2021
64378 | IMG Energy Solutions | 64873 | Pittsburgh Airport Gas Plant | PA | Allegheny | GEN2 | Natural Gas Internal Combustion Engine | IC |  | W | X | X | 2156111762 | 4.4 | 0.8 | 4.4 | 4.4 | 2 | N | X | 7 | 2021
64378 | IMG Energy Solutions | 64873 | Pittsburgh Airport Gas Plant | PA | Allegheny | GEN3 | Natural Gas Internal Combustion Engine | IC |  | W | X | X | 2156111762 | 4.4 | 0.8 | 4.4 | 4.4 | 2 | N | X | 7 | 2021
64378 | IMG Energy Solutions | 64873 | Pittsburgh Airport Gas Plant | PA | Allegheny | GEN4 | Natural Gas Internal Combustion Engine | IC |  | W | X | X | 2156111762 | 4.4 | 0.8 | 4.4 | 4.4 | 2 | N | X | 7 | 2021
64378 | IMG Energy Solutions | 64873 | Pittsburgh Airport Gas Plant | PA | Allegheny | GEN5 | Natural Gas Internal Combustion Engine | IC |  | W | X | X | 2156111762 | 4.4 | 0.8 | 4.4 | 4.4 | 2 | N | X | 7 | 2021
64378 | IMG Energy Solutions | 64874 | PG Solar 1 | PA | Allegheny | SGEN1 | Solar Photovoltaic | PV |  | S | X | X | 37737283 | 3 |  | 3 | 3 |  | N | X | 7 | 2021
64429 | North Wales Diesel | 64983 | North Wales Diesel | PA | Montgomery | GEN1 | Petroleum Liquids | IC |  | S | X | X | PECO | 1.8 | 0.8 | 1.5 | 1.5 | 0.8 | N | Y | 5 | 2010
64429 | North Wales Diesel | 64983 | North Wales Diesel | PA | Montgomery | GEN2 | Petroleum Liquids | IC |  | S | X | X | PECO | 1.8 | 0.8 | 1.5 | 1.5 | 0.8 | N | Y | 5 | 2010
64429 | North Wales Diesel | 64983 | North Wales Diesel | PA | Montgomery | GEN3 | Petroleum Liquids | IC |  | S | X | X | PECO | 1.8 | 0.8 | 1.5 | 1.5 | 0.8 | N | Y | 5 | 2010
64429 | North Wales Diesel | 64983 | North Wales Diesel | PA | Montgomery | GEN4 | Petroleum Liquids | IC |  | S | X | X | PECO | 1.8 | 0.8 | 1.5 | 1.5 | 0.8 | N | Y | 5 | 2010
64545 | Vesper Energy Development LLC | 65214 | Gaucho Solar | PA | Beaver | GCHOS | Solar Photovoltaic | PV |  | S | X | X |  | 20 |  | 20 | 20 |  | N | X | 6 | 2023
64669 | CPV Maple Hill Solar, LLC | 65332 | CPV Maple Hill Solar | PA | Cambria | MH1 | Solar Photovoltaic | PV |  | S | X | X | PN Maple Hill-Fiddlers 1 SP | 100 |  | 100 | 100 |  | N | X | 11 | 2023
59050 | Algonquin Power Co | 65741 | Sandy Ridge Wind 2, LLC | PA | Blair | SRW2 | Onshore Wind Turbine | WT |  | S | X | X |  | 87.6 |  | 87.6 | 87.6 | 0 | N | X | 9 | 2023
61012 | AES Distributed Energy | 65999 | Great Cove Solar | PA | Fulton | GC1 | Solar Photovoltaic | PV |  | W | X | X |  | 70 |  | 70 | 70 |  | N | X | 12 | 2023
65196 | Lyons Solar, LLC | 66019 | Lyons Solar | PA | Berks | PA01 | Solar Photovoltaic | PV |  | S | X | X |  | 20 |  | 20 | 20 |  | N | X | 12 | 2023
60025 | Greenbacker Renewable Energy Corporation | 66097 | ER Bison Solar CSG | PA | Union | 371 | Solar Photovoltaic | PV |  | S | X | X |  | 1.4 |  | 1.4 | 1.4 |  | N | X | 1 | 2023
65357 | REV LNG SSL BC, LLC | 66393 | Towanda Facility | PA | Bradford | P103 | Natural Gas Internal Combustion Engine | IC |  | S | X | X |  | 1.6 | 0.8 | 1.5 | 1.5 | 1.5 | N | X | 1 | 2021
65357 | REV LNG SSL BC, LLC | 66393 | Towanda Facility | PA | Bradford | P104 | Natural Gas Internal Combustion Engine | IC |  | S | X | X |  | 1.6 | 0.8 | 1.5 | 1.5 | 1.5 | N | X | 1 | 2021
65357 | REV LNG SSL BC, LLC | 66393 | Towanda Facility | PA | Bradford | P105 | Natural Gas Internal Combustion Engine | IC |  | S | X | X |  | 1.6 | 0.8 | 1.5 | 1.5 | 1.5 | N | X | 1 | 2021
40577 | American Mun Power-Ohio, Inc | 66438 | Perkasie PA BTM | PA | Bucks | PB1 | Petroleum Liquids | IC |  | S | X | X |  | 2.2 | 0.8 | 2.2 | 2.2 | 2.2 | N | X | 4 | 2022
40577 | American Mun Power-Ohio, Inc | 66438 | Perkasie PA BTM | PA | Bucks | PB2 | Petroleum Liquids | IC |  | S | X | X |  | 2.2 | 0.8 | 2.2 | 2.2 | 2.2 | N | X | 4 | 2022
40577 | American Mun Power-Ohio, Inc | 66443 | Weatherly(PA) RTO BTM | PA | Carbon | PB1 | Petroleum Liquids | IC |  | S | X | X |  | 2.7 | 0.8 | 2.7 | 2.7 | 2.7 | N | X | 6 | 2023
40577 | American Mun Power-Ohio, Inc | 66443 | Weatherly(PA) RTO BTM | PA | Carbon | PB2 | Petroleum Liquids | IC |  | S | X | X |  | 2.7 | 0.8 | 2.7 | 2.7 | 2.7 | N | X | 6 | 2023
40577 | American Mun Power-Ohio, Inc | 66445 | Blakely (PA) RTO BTM | PA | Lackawanna | PB 2 | Petroleum Liquids | IC |  | S | X | X |  | 2.7 | 0.8 | 2.7 | 2.7 | 2.7 | N | X | 12 | 2022
40577 | American Mun Power-Ohio, Inc | 66445 | Blakely (PA) RTO BTM | PA | Lackawanna | PB1 | Petroleum Liquids | IC |  | S | X | X |  | 2.7 | 0.8 | 2.7 | 2.7 | 2.7 | N | X | 12 | 2022
40577 | American Mun Power-Ohio, Inc | 66446 | Ephrata PA BTM | PA | Lancaster | PB1 | Petroleum Liquids | IC |  | S | X | X |  | 2.7 | 0.8 | 2.7 | 2.7 | 2.7 | N | X | 11 | 2021
40577 | American Mun Power-Ohio, Inc | 66446 | Ephrata PA BTM | PA | Lancaster | PB2 | Petroleum Liquids | IC |  | S | X | X |  | 2.7 | 0.8 | 2.7 | 2.7 | 2.7 | N | X | 11 | 2021
40577 | American Mun Power-Ohio, Inc | 66448 | Girard (PA) RTO BTM | PA | Erie | PB1 | Petroleum Liquids | IC |  | S | X | X |  | 2.7 | 0.8 | 2.7 | 2.7 | 2.7 | N | X | 3 | 2022
40577 | American Mun Power-Ohio, Inc | 66450 | Quakertown PA BTM | PA | Bucks | PB1 | Petroleum Liquids | IC |  | S | X | X |  | 2.7 | 0.8 | 2.7 | 2.7 | 2.7 | N | X | 11 | 2023
40577 | American Mun Power-Ohio, Inc | 66450 | Quakertown PA BTM | PA | Bucks | PB2 | Petroleum Liquids | IC |  | S | X | X |  | 2.7 | 0.8 | 2.7 | 2.7 | 2.7 | N | X | 11 | 2023
40577 | American Mun Power-Ohio, Inc | 66450 | Quakertown PA BTM | PA | Bucks | PB3 | Petroleum Liquids | IC |  | S | X | X |  | 2.7 | 0.8 | 2.7 | 2.7 | 2.7 | N | X | 11 | 2023
40577 | American Mun Power-Ohio, Inc | 66450 | Quakertown PA BTM | PA | Bucks | PB4 | Petroleum Liquids | IC |  | S | X | X |  | 2.7 | 0.8 | 2.7 | 2.7 | 2.7 | N | X | 11 | 2023
40577 | American Mun Power-Ohio, Inc | 66451 | Schuylkill Haven PA BTM | PA | Schuylkill | PB1 | Petroleum Liquids | IC |  | S | X | X |  | 2.7 | 0.8 | 2.7 | 2.7 | 2.7 | N | X | 6 | 2023
40577 | American Mun Power-Ohio, Inc | 66451 | Schuylkill Haven PA BTM | PA | Schuylkill | PB2 | Petroleum Liquids | IC |  | S | X | X |  | 2.7 | 0.8 | 2.7 | 2.7 | 2.7 | N | X | 6 | 2023
40577 | American Mun Power-Ohio, Inc | 66454 | Hatfield PA BTM | PA | Montgomery | PB1 | Petroleum Liquids | IC |  | S | X | X |  | 2.7 | 0.8 | 2.7 | 2.7 | 2.7 | N | X | 12 | 2022
65657 | Adams Solar LLC (PA) | 66634 | Adams Solar LLC PA | PA | Adams | ENX20 | Solar Photovoltaic | PV |  | S | X | X |  | 80 | 0.95 | 80 | 80 |  | N | X | 12 | 2023
64872 | Distributed Solar Development, LLC | 66730 | Jordan Energy-DFA Middlebury Center Plan | PA | Tioga | P4318 | Solar Photovoltaic | PV |  | S | X | X |  | 1.1 |  | 1.1 | 1.1 |  | N | X | 12 | 2021
65854 | BE-Pine1 LLC | 66943 | Pine 1 Solar | PA | Beaver | 2-114 | Solar Photovoltaic | PV |  | S | X | X |  | 17.1 | 1 | 17.1 | 17.1 |  | N | X | 11 | 2023
65855 | BE-Pine2 LLC | 66944 | Pine 2 Solar | PA | Beaver | 2-115 | Solar Photovoltaic | PV |  | S | X | X |  | 17.1 | 1 | 17.1 | 17.1 |  | N | X | 11 | 2023
64904 | AES Clean Energy | 67137 | Great Cove Solar II | PA | Franklin | GC2 | Solar Photovoltaic | PV |  | S | X | X |  | 150 |  | 150 | 150 |  | N | X | 12 | 2023
58871 | Citizens Enterprises Corporation | 67899 | PNY BESS LLC | PA | Philadelphia | GEN5 | Batteries | BA |  | W | X | X |  | 6.2 |  | 6.2 | 6.2 | 0.1 | N | X | 8 | 2021